## Sheet1
Audit Number: 36482
Date: 11/21/2020 Time: 10:02 PM
TV Discharge Report
Workspace: RUBY_FRA_Rev.B_v10_JAL_Bv08_c5
Study: ProcessArea
Equipment Item: 021-01-01-L
RUBY_FRA_Rev.B_v10_JAL_Bv08_c5\ProcessArea\021-01-01-L
Material | 021-01-01-L 13
East | 112 | m
North | -19.6 | m
Scenario (Time varying leak) : SM_EOBN
RUBY_FRA_Rev.B_v10_JAL_Bv08_c5\ProcessArea\021-01-01-L\021-01-01-L_SM\SM_EOBN
SM_EOBN
Weather: 7.7D
| Mass calculation |  |  | Tank or stagnation data |  |  | Orifice or pipe exit data (before atmospheric expansion)
Time [s] | Mass remaining [kg] | Mass flow rate [kg/s] | Discharge coefficient | Liquid height [m] | Pressure [bar] | Temperature [degC] | Pressure [bar] | Temperature [degC] | Velocity [m/s]
0 | 61034.8 | 0.97208 | 0.6 | 0.45273 | 11.6133 | 40 | 1.0132 | 39.7371 | 60.1756
152 | 61034.8 | 0.97208 | 0.6 | 0.45273 | 11.6133 | 40 | 1.0132 | 39.7371 | 60.1756
152.105 | 61034.7 | 0.97208 | 0.6 | 0.45272 | 11.6132 | 40 | 1.0132 | 39.7371 | 60.1756
152.215 | 61034.6 | 0.97208 | 0.6 | 0.45272 | 11.6132 | 40 | 1.0132 | 39.7371 | 60.1756
152.331 | 61034.5 | 0.97208 | 0.6 | 0.45272 | 11.6132 | 40 | 1.0132 | 39.7371 | 60.1756
152.453 | 61034.4 | 0.97208 | 0.6 | 0.45272 | 11.6132 | 40 | 1.0132 | 39.7371 | 60.1756
152.58 | 61034.2 | 0.97208 | 0.6 | 0.45272 | 11.6132 | 40 | 1.0132 | 39.7371 | 60.1756
152.714 | 61034.1 | 0.97208 | 0.6 | 0.45272 | 11.6132 | 40 | 1.0132 | 39.7371 | 60.1755
152.855 | 61034 | 0.97208 | 0.6 | 0.45272 | 11.6132 | 40 | 1.0132 | 39.7371 | 60.1755
153.003 | 61033.8 | 0.97208 | 0.6 | 0.45272 | 11.6132 | 40 | 1.0132 | 39.7371 | 60.1755
153.158 | 61033.7 | 0.97208 | 0.6 | 0.45271 | 11.6132 | 40 | 1.0132 | 39.7371 | 60.1755
153.321 | 61033.5 | 0.97208 | 0.6 | 0.45271 | 11.6132 | 40 | 1.0132 | 39.7371 | 60.1755
153.492 | 61033.3 | 0.97208 | 0.6 | 0.45271 | 11.6132 | 40 | 1.0132 | 39.7371 | 60.1755
153.671 | 61033.2 | 0.97208 | 0.6 | 0.45271 | 11.6132 | 40 | 1.0132 | 39.7371 | 60.1755
153.86 | 61033 | 0.97208 | 0.6 | 0.45271 | 11.6132 | 40 | 1.0132 | 39.7371 | 60.1755
154.058 | 61032.8 | 0.97208 | 0.6 | 0.45271 | 11.6132 | 39.9999 | 1.0132 | 39.7371 | 60.1755
154.266 | 61032.6 | 0.97208 | 0.6 | 0.45271 | 11.6132 | 39.9999 | 1.0132 | 39.7371 | 60.1754
154.484 | 61032.4 | 0.97208 | 0.6 | 0.4527 | 11.6132 | 39.9999 | 1.0132 | 39.737 | 60.1754
154.713 | 61032.2 | 0.97208 | 0.6 | 0.4527 | 11.6132 | 39.9999 | 1.0132 | 39.737 | 60.1754
154.954 | 61031.9 | 0.97208 | 0.6 | 0.4527 | 11.6132 | 39.9999 | 1.0132 | 39.737 | 60.1754
155.207 | 61031.7 | 0.97208 | 0.6 | 0.4527 | 11.6132 | 39.9999 | 1.0132 | 39.737 | 60.1754
155.472 | 61031.4 | 0.97208 | 0.6 | 0.4527 | 11.6132 | 39.9999 | 1.0132 | 39.737 | 60.1754
155.751 | 61031.2 | 0.97208 | 0.6 | 0.45269 | 11.6132 | 39.9999 | 1.0132 | 39.737 | 60.1753
156.043 | 61030.9 | 0.97208 | 0.6 | 0.45269 | 11.6132 | 39.9999 | 1.0132 | 39.737 | 60.1753
156.35 | 61030.6 | 0.97208 | 0.6 | 0.45269 | 11.6131 | 39.9999 | 1.0132 | 39.737 | 60.1753
156.673 | 61030.3 | 0.97208 | 0.6 | 0.45268 | 11.6131 | 39.9999 | 1.0132 | 39.737 | 60.1753
157.011 | 61029.9 | 0.97207 | 0.6 | 0.45268 | 11.6131 | 39.9999 | 1.0132 | 39.737 | 60.1752
157.367 | 61029.6 | 0.97207 | 0.6 | 0.45268 | 11.6131 | 39.9999 | 1.0132 | 39.737 | 60.1752
157.74 | 61029.2 | 0.97207 | 0.6 | 0.45267 | 11.6131 | 39.9999 | 1.0132 | 39.737 | 60.1752
158.132 | 61028.8 | 0.97207 | 0.6 | 0.45267 | 11.6131 | 39.9998 | 1.0132 | 39.737 | 60.1752
158.544 | 61028.4 | 0.97207 | 0.6 | 0.45267 | 11.6131 | 39.9998 | 1.0132 | 39.7369 | 60.1751
158.976 | 61028 | 0.97207 | 0.6 | 0.45266 | 11.6131 | 39.9998 | 1.0132 | 39.7369 | 60.1751
159.43 | 61027.6 | 0.97207 | 0.6 | 0.45266 | 11.6131 | 39.9998 | 1.0132 | 39.7369 | 60.1751
159.906 | 61027.1 | 0.97207 | 0.6 | 0.45266 | 11.6131 | 39.9998 | 1.0132 | 39.7369 | 60.175
160.407 | 61026.6 | 0.97207 | 0.6 | 0.45265 | 11.6131 | 39.9998 | 1.0132 | 39.7369 | 60.175
160.932 | 61026.1 | 0.97207 | 0.6 | 0.45265 | 11.613 | 39.9998 | 1.0132 | 39.7369 | 60.175
161.484 | 61025.6 | 0.97207 | 0.6 | 0.45264 | 11.613 | 39.9998 | 1.0132 | 39.7369 | 60.1749
162.063 | 61025 | 0.97207 | 0.6 | 0.45264 | 11.613 | 39.9997 | 1.0132 | 39.7369 | 60.1749
162.671 | 61024.4 | 0.97207 | 0.6 | 0.45263 | 11.613 | 39.9997 | 1.0132 | 39.7368 | 60.1749
163.31 | 61023.8 | 0.97207 | 0.6 | 0.45263 | 11.613 | 39.9997 | 1.0132 | 39.7368 | 60.1748
163.98 | 61023.2 | 0.97207 | 0.6 | 0.45262 | 11.613 | 39.9997 | 1.0132 | 39.7368 | 60.1748
164.684 | 61022.5 | 0.97207 | 0.6 | 0.45261 | 11.613 | 39.9997 | 1.0132 | 39.7368 | 60.1747
165.423 | 61021.8 | 0.97206 | 0.6 | 0.45261 | 11.6129 | 39.9997 | 1.0132 | 39.7368 | 60.1747
166.199 | 61021 | 0.97206 | 0.6 | 0.4526 | 11.6129 | 39.9996 | 1.0132 | 39.7368 | 60.1746
167.014 | 61020.2 | 0.97206 | 0.6 | 0.45259 | 11.6129 | 39.9996 | 1.0132 | 39.7367 | 60.1746
167.87 | 61019.4 | 0.97206 | 0.6 | 0.45259 | 11.6129 | 39.9996 | 1.0132 | 39.7367 | 60.1745
168.769 | 61018.5 | 0.97206 | 0.6 | 0.45258 | 11.6129 | 39.9996 | 1.0132 | 39.7367 | 60.1744
169.712 | 61017.6 | 0.97206 | 0.6 | 0.45257 | 11.6128 | 39.9995 | 1.0132 | 39.7367 | 60.1744
170.703 | 61016.6 | 0.97206 | 0.6 | 0.45256 | 11.6128 | 39.9995 | 1.0132 | 39.7366 | 60.1743
171.743 | 61015.6 | 0.97206 | 0.6 | 0.45255 | 11.6128 | 39.9995 | 1.0132 | 39.7366 | 60.1742
172.835 | 61014.5 | 0.97206 | 0.6 | 0.45254 | 11.6128 | 39.9995 | 1.0132 | 39.7366 | 60.1742
173.982 | 61013.4 | 0.97206 | 0.6 | 0.45253 | 11.6127 | 39.9994 | 1.0132 | 39.7366 | 60.1741
175.186 | 61012.3 | 0.97206 | 0.6 | 0.45252 | 11.6127 | 39.9994 | 1.0132 | 39.7365 | 60.174
176.45 | 61011 | 0.97205 | 0.6 | 0.45251 | 11.6127 | 39.9994 | 1.0132 | 39.7365 | 60.1739
177.777 | 61009.7 | 0.97205 | 0.6 | 0.4525 | 11.6126 | 39.9993 | 1.0132 | 39.7365 | 60.1738
179.171 | 61008.4 | 0.97205 | 0.6 | 0.45249 | 11.6126 | 39.9993 | 1.0132 | 39.7364 | 60.1737
180.635 | 61007 | 0.97205 | 0.6 | 0.45247 | 11.6126 | 39.9993 | 1.0132 | 39.7364 | 60.1736
182.172 | 61005.5 | 0.97205 | 0.6 | 0.45246 | 11.6125 | 39.9992 | 1.0132 | 39.7364 | 60.1735
183.785 | 61003.9 | 0.97205 | 0.6 | 0.45245 | 11.6125 | 39.9992 | 1.0132 | 39.7363 | 60.1734
185.479 | 61002.3 | 0.97204 | 0.6 | 0.45243 | 11.6125 | 39.9991 | 1.0132 | 39.7363 | 60.1733
187.258 | 61000.5 | 0.97204 | 0.6 | 0.45242 | 11.6124 | 39.9991 | 1.0132 | 39.7362 | 60.1732
189.126 | 60998.7 | 0.97204 | 0.6 | 0.4524 | 11.6124 | 39.999 | 1.0132 | 39.7362 | 60.173
191.088 | 60996.8 | 0.97204 | 0.6 | 0.45238 | 11.6123 | 39.999 | 1.0132 | 39.7361 | 60.1729
193.147 | 60994.8 | 0.97203 | 0.6 | 0.45236 | 11.6123 | 39.9989 | 1.0132 | 39.7361 | 60.1728
195.309 | 60992.7 | 0.97203 | 0.6 | 0.45234 | 11.6122 | 39.9989 | 1.0132 | 39.736 | 60.1726
197.58 | 60990.5 | 0.97203 | 0.6 | 0.45232 | 11.6122 | 39.9988 | 1.0132 | 39.736 | 60.1724
199.964 | 60988.2 | 0.97203 | 0.6 | 0.4523 | 11.6121 | 39.9988 | 1.0132 | 39.7359 | 60.1723
202.467 | 60985.7 | 0.97203 | 0.6 | 0.45228 | 11.6121 | 39.9987 | 1.0132 | 39.7358 | 60.1721
205.095 | 60983.2 | 0.97202 | 0.6 | 0.45226 | 11.612 | 39.9986 | 1.0132 | 39.7358 | 60.1719
207.855 | 60980.5 | 0.97202 | 0.6 | 0.45223 | 11.6119 | 39.9986 | 1.0132 | 39.7357 | 60.1717
210.753 | 60977.7 | 0.97202 | 0.6 | 0.45221 | 11.6119 | 39.9985 | 1.0132 | 39.7356 | 60.1715
213.795 | 60974.7 | 0.97201 | 0.6 | 0.45218 | 11.6118 | 39.9984 | 1.0132 | 39.7356 | 60.1713
216.99 | 60971.6 | 0.97201 | 0.6 | 0.45215 | 11.6117 | 39.9983 | 1.0132 | 39.7355 | 60.1711
220.345 | 60968.4 | 0.97201 | 0.6 | 0.45212 | 11.6116 | 39.9982 | 1.0132 | 39.7354 | 60.1709
223.867 | 60964.9 | 0.972 | 0.6 | 0.45209 | 11.6116 | 39.9981 | 1.0132 | 39.7353 | 60.1706
227.565 | 60961.3 | 0.972 | 0.6 | 0.45206 | 11.6115 | 39.998 | 1.0132 | 39.7352 | 60.1704
231.449 | 60957.6 | 0.97199 | 0.6 | 0.45203 | 11.6114 | 39.9979 | 1.0132 | 39.7351 | 60.1701
235.526 | 60953.6 | 0.97199 | 0.6 | 0.45199 | 11.6113 | 39.9978 | 1.0132 | 39.735 | 60.1698
239.807 | 60949.5 | 0.97198 | 0.6 | 0.45195 | 11.6112 | 39.9977 | 1.0132 | 39.7349 | 60.1695
244.303 | 60945.1 | 0.97198 | 0.6 | 0.45191 | 11.6111 | 39.9976 | 1.0132 | 39.7348 | 60.1692
249.023 | 60940.5 | 0.97198 | 0.6 | 0.45187 | 11.611 | 39.9975 | 1.0132 | 39.7347 | 60.1689
253.979 | 60935.7 | 0.97197 | 0.6 | 0.45183 | 11.6108 | 39.9974 | 1.0132 | 39.7345 | 60.1686
259.183 | 60930.6 | 0.97196 | 0.6 | 0.45178 | 11.6107 | 39.9972 | 1.0132 | 39.7344 | 60.1682
264.647 | 60925.3 | 0.97196 | 0.6 | 0.45173 | 11.6106 | 39.9971 | 1.0132 | 39.7343 | 60.1678
270.384 | 60919.7 | 0.97195 | 0.6 | 0.45168 | 11.6105 | 39.9969 | 1.0132 | 39.7341 | 60.1674
276.409 | 60913.9 | 0.97194 | 0.6 | 0.45163 | 11.6103 | 39.9968 | 1.0132 | 39.734 | 60.167
282.734 | 60907.7 | 0.97194 | 0.6 | 0.45157 | 11.6102 | 39.9966 | 1.0132 | 39.7338 | 60.1666
289.376 | 60901.3 | 0.97193 | 0.6 | 0.45152 | 11.61 | 39.9964 | 1.0132 | 39.7336 | 60.1661
296.35 | 60894.5 | 0.97192 | 0.6 | 0.45145 | 11.6099 | 39.9963 | 1.0132 | 39.7335 | 60.1656
303.672 | 60887.4 | 0.97191 | 0.6 | 0.45139 | 11.6097 | 39.9961 | 1.0132 | 39.7333 | 60.1651
311.361 | 60879.9 | 0.97191 | 0.6 | 0.45132 | 11.6095 | 39.9959 | 1.0132 | 39.7331 | 60.1646
319.434 | 60872.1 | 0.9719 | 0.6 | 0.45125 | 11.6093 | 39.9957 | 1.0132 | 39.7329 | 60.164
327.91 | 60863.8 | 0.97189 | 0.6 | 0.45118 | 11.6091 | 39.9954 | 1.0132 | 39.7327 | 60.1635
336.811 | 60855.2 | 0.97188 | 0.6 | 0.4511 | 11.6089 | 39.9952 | 1.0132 | 39.7324 | 60.1628
346.157 | 60846.1 | 0.97187 | 0.6 | 0.45102 | 11.6087 | 39.995 | 1.0132 | 39.7322 | 60.1622
355.969 | 60836.6 | 0.97186 | 0.6 | 0.45093 | 11.6084 | 39.9947 | 1.0132 | 39.732 | 60.1615
366.273 | 60826.5 | 0.97185 | 0.6 | 0.45084 | 11.6082 | 39.9945 | 1.0132 | 39.7317 | 60.1608
377.091 | 60816 | 0.97184 | 0.6 | 0.45074 | 11.608 | 39.9942 | 1.0132 | 39.7314 | 60.1601
388.451 | 60805 | 0.97182 | 0.6 | 0.45064 | 11.6077 | 39.9939 | 1.0132 | 39.7311 | 60.1593
400.379 | 60793.4 | 0.97181 | 0.6 | 0.45054 | 11.6074 | 39.9936 | 1.0132 | 39.7308 | 60.1585
412.903 | 60781.2 | 0.9718 | 0.6 | 0.45043 | 11.6071 | 39.9932 | 1.0132 | 39.7305 | 60.1576
426.053 | 60768.5 | 0.97178 | 0.6 | 0.45031 | 11.6068 | 39.9929 | 1.0132 | 39.7302 | 60.1567
439.86 | 60755 | 0.97177 | 0.6 | 0.45019 | 11.6065 | 39.9926 | 1.0132 | 39.7298 | 60.1557
454.358 | 60741 | 0.97175 | 0.6 | 0.45006 | 11.6061 | 39.9922 | 1.0132 | 39.7295 | 60.1547
469.581 | 60726.2 | 0.97174 | 0.6 | 0.44993 | 11.6058 | 39.9918 | 1.0132 | 39.7291 | 60.1537
485.565 | 60710.6 | 0.97172 | 0.6 | 0.44979 | 11.6054 | 39.9914 | 1.0132 | 39.7287 | 60.1526
502.349 | 60694.3 | 0.9717 | 0.6 | 0.44964 | 11.605 | 39.9909 | 1.0132 | 39.7283 | 60.1514
519.971 | 60677.2 | 0.97168 | 0.6 | 0.44949 | 11.6046 | 39.9905 | 1.0132 | 39.7278 | 60.1502
538.474 | 60659.2 | 0.97166 | 0.6 | 0.44932 | 11.6042 | 39.99 | 1.0132 | 39.7274 | 60.1489
557.903 | 60640.4 | 0.97164 | 0.6 | 0.44915 | 11.6037 | 39.9895 | 1.0132 | 39.7269 | 60.1476
578.303 | 60620.5 | 0.97162 | 0.6 | 0.44897 | 11.6032 | 39.989 | 1.0132 | 39.7263 | 60.1462
599.724 | 60599.7 | 0.97159 | 0.6 | 0.44878 | 11.6027 | 39.9884 | 1.0132 | 39.7258 | 60.1447
622.215 | 60577.9 | 0.97157 | 0.6 | 0.44859 | 11.6022 | 39.9878 | 1.0132 | 39.7252 | 60.1432
645.83 | 60554.9 | 0.97154 | 0.6 | 0.44838 | 11.6016 | 39.9872 | 1.0132 | 39.7246 | 60.1415
670.627 | 60530.9 | 0.97152 | 0.6 | 0.44816 | 11.6011 | 39.9866 | 1.0132 | 39.724 | 60.1398
696.663 | 60505.6 | 0.97149 | 0.6 | 0.44793 | 11.6004 | 39.9859 | 1.0132 | 39.7234 | 60.138
724.002 | 60479 | 0.97146 | 0.6 | 0.44769 | 11.5998 | 39.9852 | 1.0132 | 39.7227 | 60.1362
752.707 | 60451.2 | 0.97143 | 0.6 | 0.44744 | 11.5991 | 39.9844 | 1.0132 | 39.7219 | 60.1342
782.847 | 60421.9 | 0.9714 | 0.6 | 0.44717 | 11.5984 | 39.9837 | 1.0132 | 39.7212 | 60.1321
814.494 | 60391.2 | 0.97136 | 0.6 | 0.44689 | 11.5977 | 39.9828 | 1.0132 | 39.7204 | 60.1299
847.724 | 60358.9 | 0.97133 | 0.6 | 0.4466 | 11.5969 | 39.982 | 1.0132 | 39.7195 | 60.1276
882.615 | 60325 | 0.97129 | 0.6 | 0.4463 | 11.5961 | 39.9811 | 1.0132 | 39.7187 | 60.1252
919.251 | 60289.4 | 0.97125 | 0.6 | 0.44597 | 11.5952 | 39.9801 | 1.0132 | 39.7177 | 60.1227
957.718 | 60252.1 | 0.97121 | 0.6 | 0.44564 | 11.5943 | 39.9791 | 1.0132 | 39.7167 | 60.1201
998.109 | 60212.8 | 0.97116 | 0.6 | 0.44528 | 11.5934 | 39.9781 | 1.0132 | 39.7157 | 60.1173
1040.52 | 60171.7 | 0.97112 | 0.6 | 0.44491 | 11.5924 | 39.977 | 1.0132 | 39.7146 | 60.1144
1085.05 | 60128.4 | 0.97107 | 0.6 | 0.44452 | 11.5913 | 39.9758 | 1.0132 | 39.7135 | 60.1113
1131.81 | 60083 | 0.97102 | 0.6 | 0.44411 | 11.5902 | 39.9746 | 1.0132 | 39.7123 | 60.1081
1180.9 | 60035.4 | 0.97097 | 0.6 | 0.44367 | 11.5891 | 39.9733 | 1.0132 | 39.7111 | 60.1047
1232.45 | 59985.4 | 0.97091 | 0.6 | 0.44322 | 11.5879 | 39.972 | 1.0132 | 39.7098 | 60.1012
1286.58 | 59932.8 | 0.97085 | 0.6 | 0.44274 | 11.5866 | 39.9705 | 1.0132 | 39.7084 | 60.0974
1343.42 | 59877.7 | 0.97079 | 0.6 | 0.44224 | 11.5853 | 39.9691 | 1.0132 | 39.7069 | 60.0935
1403.09 | 59819.7 | 0.97073 | 0.6 | 0.44172 | 11.5839 | 39.9675 | 1.0132 | 39.7054 | 60.0894
1465.75 | 59758.9 | 0.97066 | 0.6 | 0.44117 | 11.5824 | 39.9658 | 1.0132 | 39.7038 | 60.0851
1531.54 | 59695.1 | 0.97059 | 0.6 | 0.44059 | 11.5809 | 39.9641 | 1.0132 | 39.7021 | 60.0806
1600.63 | 59628.1 | 0.97051 | 0.6 | 0.43998 | 11.5793 | 39.9623 | 1.0132 | 39.7004 | 60.0759
1673.16 | 59557.7 | 0.97044 | 0.6 | 0.43935 | 11.5776 | 39.9604 | 1.0132 | 39.6985 | 60.0709
1749.33 | 59483.8 | 0.97035 | 0.6 | 0.43868 | 11.5758 | 39.9584 | 1.0132 | 39.6965 | 60.0657
1829.3 | 59406.2 | 0.97027 | 0.6 | 0.43797 | 11.5739 | 39.9563 | 1.0132 | 39.6945 | 60.0602
1913.27 | 59324.7 | 0.97018 | 0.6 | 0.43724 | 11.572 | 39.9541 | 1.0132 | 39.6923 | 60.0544
2001.43 | 59239.2 | 0.97008 | 0.6 | 0.43646 | 11.5699 | 39.9518 | 1.0132 | 39.69 | 60.0483
2094.01 | 59149.4 | 0.96998 | 0.6 | 0.43565 | 11.5677 | 39.9493 | 1.0132 | 39.6877 | 60.042
2191.22 | 59055.2 | 0.96988 | 0.6 | 0.43479 | 11.5655 | 39.9467 | 1.0132 | 39.6851 | 60.0353
2293.28 | 58956.2 | 0.96977 | 0.6 | 0.4339 | 11.5631 | 39.944 | 1.0132 | 39.6825 | 60.0283
2400.45 | 58852.3 | 0.96965 | 0.6 | 0.43296 | 11.5606 | 39.9412 | 1.0132 | 39.6797 | 60.021
2512.98 | 58743.2 | 0.96953 | 0.6 | 0.43197 | 11.558 | 39.9382 | 1.0132 | 39.6768 | 60.0133
2631.13 | 58628.6 | 0.9694 | 0.6 | 0.43093 | 11.5552 | 39.935 | 1.0132 | 39.6737 | 60.0052
2755.2 | 58508.4 | 0.96927 | 0.6 | 0.42984 | 11.5523 | 39.9317 | 1.0132 | 39.6705 | 59.9967
2885.46 | 58382.1 | 0.96913 | 0.6 | 0.4287 | 11.5493 | 39.9282 | 1.0132 | 39.6671 | 59.9877
3022.24 | 58249.6 | 0.96898 | 0.6 | 0.4275 | 11.5461 | 39.9246 | 1.0132 | 39.6635 | 59.9784
3165.85 | 58110.4 | 0.96883 | 0.6 | 0.42624 | 11.5428 | 39.9207 | 1.0132 | 39.6597 | 59.9686
3316.65 | 57964.3 | 0.96867 | 0.6 | 0.42492 | 11.5393 | 39.9167 | 1.0132 | 39.6558 | 59.9582
3474.99 | 57811 | 0.9685 | 0.6 | 0.42353 | 11.5356 | 39.9124 | 1.0132 | 39.6516 | 59.9474
3600 | 57689.9 | 0.96836 | 0.6 | 0.42243 | 11.5327 | 39.909 | 1.0132 | 39.6483 | 59.9389
Scenario (Time varying leak) : SM_EXBN
RUBY_FRA_Rev.B_v10_JAL_Bv08_c5\ProcessArea\021-01-01-L\021-01-01-L_SM\SM_EXBN
SM_EXBN
Weather: 7.7D
| Mass calculation |  |  | Tank or stagnation data |  |  | Orifice or pipe exit data (before atmospheric expansion)
Time [s] | Mass remaining [kg] | Mass flow rate [kg/s] | Discharge coefficient | Liquid height [m] | Pressure [bar] | Temperature [degC] | Pressure [bar] | Temperature [degC] | Velocity [m/s]
0 | 61034.8 | 0.97208 | 0.6 | 0.45273 | 11.6133 | 40 | 1.0132 | 39.7371 | 60.1756
152 | 61034.8 | 0.97208 | 0.6 | 0.45273 | 11.6133 | 40 | 1.0132 | 39.7371 | 60.1756
152 | 169412 | 0.97264 | 0.6 | 0.63624 | 11.6133 | 40 | 1.0132 | 39.7368 | 60.2102
152.105 | 169412 | 0.97264 | 0.6 | 0.63624 | 11.6132 | 40 | 1.0132 | 39.7368 | 60.2102
152.215 | 169412 | 0.97264 | 0.6 | 0.63624 | 11.6132 | 40 | 1.0132 | 39.7368 | 60.2102
152.331 | 169412 | 0.97264 | 0.6 | 0.63624 | 11.6132 | 40 | 1.0132 | 39.7368 | 60.2102
152.453 | 169412 | 0.97264 | 0.6 | 0.63624 | 11.6132 | 40 | 1.0132 | 39.7368 | 60.2102
152.58 | 169411 | 0.97264 | 0.6 | 0.63624 | 11.6132 | 40 | 1.0132 | 39.7368 | 60.2102
152.714 | 169411 | 0.97264 | 0.6 | 0.63624 | 11.6132 | 40 | 1.0132 | 39.7368 | 60.2102
152.855 | 169411 | 0.97264 | 0.6 | 0.63624 | 11.6132 | 40 | 1.0132 | 39.7368 | 60.2101
153.003 | 169411 | 0.97264 | 0.6 | 0.63624 | 11.6132 | 40 | 1.0132 | 39.7368 | 60.2101
153.158 | 169411 | 0.97264 | 0.6 | 0.63624 | 11.6132 | 40 | 1.0132 | 39.7368 | 60.2101
153.321 | 169411 | 0.97264 | 0.6 | 0.63624 | 11.6132 | 40 | 1.0132 | 39.7368 | 60.2101
153.492 | 169411 | 0.97264 | 0.6 | 0.63624 | 11.6132 | 40 | 1.0132 | 39.7368 | 60.2101
153.671 | 169410 | 0.97264 | 0.6 | 0.63624 | 11.6132 | 40 | 1.0132 | 39.7368 | 60.2101
153.86 | 169410 | 0.97264 | 0.6 | 0.63624 | 11.6132 | 40 | 1.0132 | 39.7368 | 60.2101
154.058 | 169410 | 0.97264 | 0.6 | 0.63623 | 11.6132 | 40 | 1.0132 | 39.7368 | 60.2101
154.266 | 169410 | 0.97264 | 0.6 | 0.63623 | 11.6132 | 40 | 1.0132 | 39.7368 | 60.2101
154.484 | 169410 | 0.97264 | 0.6 | 0.63623 | 11.6132 | 40 | 1.0132 | 39.7368 | 60.2101
154.713 | 169409 | 0.97264 | 0.6 | 0.63623 | 11.6132 | 40 | 1.0132 | 39.7368 | 60.2101
154.954 | 169409 | 0.97264 | 0.6 | 0.63623 | 11.6132 | 40 | 1.0132 | 39.7368 | 60.2101
155.207 | 169409 | 0.97264 | 0.6 | 0.63623 | 11.6132 | 40 | 1.0132 | 39.7368 | 60.2101
155.472 | 169409 | 0.97264 | 0.6 | 0.63623 | 11.6132 | 40 | 1.0132 | 39.7368 | 60.2101
155.751 | 169408 | 0.97264 | 0.6 | 0.63623 | 11.6132 | 40 | 1.0132 | 39.7368 | 60.2101
156.043 | 169408 | 0.97264 | 0.6 | 0.63623 | 11.6132 | 40 | 1.0132 | 39.7368 | 60.2101
156.35 | 169408 | 0.97264 | 0.6 | 0.63623 | 11.6132 | 40 | 1.0132 | 39.7368 | 60.2101
156.673 | 169407 | 0.97264 | 0.6 | 0.63622 | 11.6132 | 40 | 1.0132 | 39.7368 | 60.2101
157.011 | 169407 | 0.97264 | 0.6 | 0.63622 | 11.6132 | 40 | 1.0132 | 39.7368 | 60.21
157.367 | 169407 | 0.97264 | 0.6 | 0.63622 | 11.6132 | 39.9999 | 1.0132 | 39.7368 | 60.21
157.74 | 169406 | 0.97264 | 0.6 | 0.63622 | 11.6132 | 39.9999 | 1.0132 | 39.7368 | 60.21
158.132 | 169406 | 0.97264 | 0.6 | 0.63622 | 11.6132 | 39.9999 | 1.0132 | 39.7368 | 60.21
158.544 | 169406 | 0.97264 | 0.6 | 0.63621 | 11.6132 | 39.9999 | 1.0132 | 39.7368 | 60.21
158.976 | 169405 | 0.97264 | 0.6 | 0.63621 | 11.6132 | 39.9999 | 1.0132 | 39.7367 | 60.21
159.43 | 169405 | 0.97264 | 0.6 | 0.63621 | 11.6132 | 39.9999 | 1.0132 | 39.7367 | 60.21
159.906 | 169404 | 0.97264 | 0.6 | 0.63621 | 11.6132 | 39.9999 | 1.0132 | 39.7367 | 60.21
160.407 | 169404 | 0.97264 | 0.6 | 0.63621 | 11.6132 | 39.9999 | 1.0132 | 39.7367 | 60.21
160.932 | 169403 | 0.97264 | 0.6 | 0.6362 | 11.6132 | 39.9999 | 1.0132 | 39.7367 | 60.2099
161.484 | 169403 | 0.97264 | 0.6 | 0.6362 | 11.6132 | 39.9999 | 1.0132 | 39.7367 | 60.2099
162.063 | 169402 | 0.97264 | 0.6 | 0.6362 | 11.6132 | 39.9999 | 1.0132 | 39.7367 | 60.2099
162.671 | 169402 | 0.97263 | 0.6 | 0.6362 | 11.6132 | 39.9999 | 1.0132 | 39.7367 | 60.2099
163.31 | 169401 | 0.97263 | 0.6 | 0.63619 | 11.6132 | 39.9999 | 1.0132 | 39.7367 | 60.2099
163.98 | 169400 | 0.97263 | 0.6 | 0.63619 | 11.6131 | 39.9999 | 1.0132 | 39.7367 | 60.2099
164.684 | 169400 | 0.97263 | 0.6 | 0.63619 | 11.6131 | 39.9999 | 1.0132 | 39.7367 | 60.2099
165.423 | 169399 | 0.97263 | 0.6 | 0.63618 | 11.6131 | 39.9999 | 1.0132 | 39.7367 | 60.2098
166.199 | 169398 | 0.97263 | 0.6 | 0.63618 | 11.6131 | 39.9999 | 1.0132 | 39.7367 | 60.2098
167.014 | 169397 | 0.97263 | 0.6 | 0.63618 | 11.6131 | 39.9999 | 1.0132 | 39.7367 | 60.2098
167.87 | 169397 | 0.97263 | 0.6 | 0.63617 | 11.6131 | 39.9999 | 1.0132 | 39.7367 | 60.2098
168.769 | 169396 | 0.97263 | 0.6 | 0.63617 | 11.6131 | 39.9998 | 1.0132 | 39.7367 | 60.2097
169.712 | 169395 | 0.97263 | 0.6 | 0.63616 | 11.6131 | 39.9998 | 1.0132 | 39.7367 | 60.2097
170.703 | 169394 | 0.97263 | 0.6 | 0.63616 | 11.6131 | 39.9998 | 1.0132 | 39.7366 | 60.2097
171.743 | 169393 | 0.97263 | 0.6 | 0.63616 | 11.6131 | 39.9998 | 1.0132 | 39.7366 | 60.2097
172.835 | 169392 | 0.97263 | 0.6 | 0.63615 | 11.6131 | 39.9998 | 1.0132 | 39.7366 | 60.2096
173.982 | 169391 | 0.97263 | 0.6 | 0.63615 | 11.6131 | 39.9998 | 1.0132 | 39.7366 | 60.2096
175.186 | 169389 | 0.97263 | 0.6 | 0.63614 | 11.6131 | 39.9998 | 1.0132 | 39.7366 | 60.2096
176.45 | 169388 | 0.97263 | 0.6 | 0.63614 | 11.613 | 39.9998 | 1.0132 | 39.7366 | 60.2096
177.777 | 169387 | 0.97263 | 0.6 | 0.63613 | 11.613 | 39.9998 | 1.0132 | 39.7366 | 60.2095
179.171 | 169386 | 0.97263 | 0.6 | 0.63612 | 11.613 | 39.9997 | 1.0132 | 39.7366 | 60.2095
180.635 | 169384 | 0.97263 | 0.6 | 0.63612 | 11.613 | 39.9997 | 1.0132 | 39.7366 | 60.2094
182.172 | 169383 | 0.97263 | 0.6 | 0.63611 | 11.613 | 39.9997 | 1.0132 | 39.7365 | 60.2094
183.785 | 169381 | 0.97263 | 0.6 | 0.6361 | 11.613 | 39.9997 | 1.0132 | 39.7365 | 60.2094
185.479 | 169379 | 0.97262 | 0.6 | 0.63609 | 11.613 | 39.9997 | 1.0132 | 39.7365 | 60.2093
187.258 | 169378 | 0.97262 | 0.6 | 0.63609 | 11.613 | 39.9997 | 1.0132 | 39.7365 | 60.2093
189.126 | 169376 | 0.97262 | 0.6 | 0.63608 | 11.6129 | 39.9997 | 1.0132 | 39.7365 | 60.2092
191.088 | 169374 | 0.97262 | 0.6 | 0.63607 | 11.6129 | 39.9996 | 1.0132 | 39.7365 | 60.2092
193.147 | 169372 | 0.97262 | 0.6 | 0.63606 | 11.6129 | 39.9996 | 1.0132 | 39.7364 | 60.2091
195.309 | 169370 | 0.97262 | 0.6 | 0.63605 | 11.6129 | 39.9996 | 1.0132 | 39.7364 | 60.2091
197.58 | 169368 | 0.97262 | 0.6 | 0.63604 | 11.6129 | 39.9996 | 1.0132 | 39.7364 | 60.209
199.964 | 169365 | 0.97262 | 0.6 | 0.63603 | 11.6128 | 39.9996 | 1.0132 | 39.7364 | 60.209
202.467 | 169363 | 0.97262 | 0.6 | 0.63602 | 11.6128 | 39.9995 | 1.0132 | 39.7364 | 60.2089
205.095 | 169360 | 0.97262 | 0.6 | 0.63601 | 11.6128 | 39.9995 | 1.0132 | 39.7363 | 60.2088
207.855 | 169358 | 0.97262 | 0.6 | 0.63599 | 11.6128 | 39.9995 | 1.0132 | 39.7363 | 60.2088
210.753 | 169355 | 0.97262 | 0.6 | 0.63598 | 11.6128 | 39.9995 | 1.0132 | 39.7363 | 60.2087
213.795 | 169352 | 0.97261 | 0.6 | 0.63597 | 11.6127 | 39.9994 | 1.0132 | 39.7363 | 60.2086
216.99 | 169349 | 0.97261 | 0.6 | 0.63595 | 11.6127 | 39.9994 | 1.0132 | 39.7362 | 60.2085
220.345 | 169345 | 0.97261 | 0.6 | 0.63594 | 11.6127 | 39.9994 | 1.0132 | 39.7362 | 60.2085
223.867 | 169342 | 0.97261 | 0.6 | 0.63592 | 11.6126 | 39.9993 | 1.0132 | 39.7362 | 60.2084
227.565 | 169338 | 0.97261 | 0.6 | 0.63591 | 11.6126 | 39.9993 | 1.0132 | 39.7361 | 60.2083
231.449 | 169335 | 0.97261 | 0.6 | 0.63589 | 11.6126 | 39.9993 | 1.0132 | 39.7361 | 60.2082
235.526 | 169331 | 0.97261 | 0.6 | 0.63587 | 11.6125 | 39.9992 | 1.0132 | 39.7361 | 60.2081
239.807 | 169327 | 0.9726 | 0.6 | 0.63585 | 11.6125 | 39.9992 | 1.0132 | 39.736 | 60.208
244.303 | 169322 | 0.9726 | 0.6 | 0.63583 | 11.6125 | 39.9991 | 1.0132 | 39.736 | 60.2079
249.023 | 169318 | 0.9726 | 0.6 | 0.63581 | 11.6124 | 39.9991 | 1.0132 | 39.7359 | 60.2077
253.979 | 169313 | 0.9726 | 0.6 | 0.63579 | 11.6124 | 39.999 | 1.0132 | 39.7359 | 60.2076
259.183 | 169308 | 0.9726 | 0.6 | 0.63577 | 11.6123 | 39.999 | 1.0132 | 39.7358 | 60.2075
264.647 | 169302 | 0.97259 | 0.6 | 0.63574 | 11.6123 | 39.9989 | 1.0132 | 39.7358 | 60.2073
270.384 | 169297 | 0.97259 | 0.6 | 0.63572 | 11.6122 | 39.9989 | 1.0132 | 39.7357 | 60.2072
276.409 | 169291 | 0.97259 | 0.6 | 0.63569 | 11.6122 | 39.9988 | 1.0132 | 39.7357 | 60.207
282.734 | 169285 | 0.97259 | 0.6 | 0.63566 | 11.6121 | 39.9988 | 1.0132 | 39.7356 | 60.2069
289.376 | 169278 | 0.97258 | 0.6 | 0.63563 | 11.6121 | 39.9987 | 1.0132 | 39.7356 | 60.2067
296.35 | 169272 | 0.97258 | 0.6 | 0.6356 | 11.612 | 39.9987 | 1.0132 | 39.7355 | 60.2065
303.672 | 169264 | 0.97258 | 0.6 | 0.63557 | 11.612 | 39.9986 | 1.0132 | 39.7354 | 60.2064
311.361 | 169257 | 0.97258 | 0.6 | 0.63553 | 11.6119 | 39.9985 | 1.0132 | 39.7354 | 60.2062
319.434 | 169249 | 0.97257 | 0.6 | 0.6355 | 11.6118 | 39.9984 | 1.0132 | 39.7353 | 60.206
327.91 | 169241 | 0.97257 | 0.6 | 0.63546 | 11.6118 | 39.9984 | 1.0132 | 39.7352 | 60.2058
336.811 | 169232 | 0.97257 | 0.6 | 0.63542 | 11.6117 | 39.9983 | 1.0132 | 39.7351 | 60.2055
346.157 | 169223 | 0.97256 | 0.6 | 0.63538 | 11.6116 | 39.9982 | 1.0132 | 39.735 | 60.2053
355.969 | 169214 | 0.97256 | 0.6 | 0.63533 | 11.6115 | 39.9981 | 1.0132 | 39.735 | 60.205
366.273 | 169204 | 0.97255 | 0.6 | 0.63529 | 11.6114 | 39.998 | 1.0132 | 39.7349 | 60.2048
377.091 | 169193 | 0.97255 | 0.6 | 0.63524 | 11.6113 | 39.9979 | 1.0132 | 39.7348 | 60.2045
388.451 | 169182 | 0.97254 | 0.6 | 0.63519 | 11.6112 | 39.9978 | 1.0132 | 39.7347 | 60.2042
400.379 | 169170 | 0.97254 | 0.6 | 0.63514 | 11.6111 | 39.9977 | 1.0132 | 39.7346 | 60.2039
412.903 | 169158 | 0.97254 | 0.6 | 0.63508 | 11.611 | 39.9976 | 1.0132 | 39.7344 | 60.2036
426.053 | 169145 | 0.97253 | 0.6 | 0.63502 | 11.6109 | 39.9974 | 1.0132 | 39.7343 | 60.2033
439.86 | 169132 | 0.97252 | 0.6 | 0.63496 | 11.6108 | 39.9973 | 1.0132 | 39.7342 | 60.2029
454.358 | 169118 | 0.97252 | 0.6 | 0.6349 | 11.6107 | 39.9972 | 1.0132 | 39.7341 | 60.2026
469.581 | 169103 | 0.97251 | 0.6 | 0.63483 | 11.6106 | 39.997 | 1.0132 | 39.7339 | 60.2022
485.565 | 169088 | 0.97251 | 0.6 | 0.63476 | 11.6104 | 39.9969 | 1.0132 | 39.7338 | 60.2018
502.349 | 169071 | 0.9725 | 0.6 | 0.63468 | 11.6103 | 39.9967 | 1.0132 | 39.7336 | 60.2014
519.971 | 169054 | 0.97249 | 0.6 | 0.6346 | 11.6101 | 39.9966 | 1.0132 | 39.7335 | 60.2009
538.474 | 169036 | 0.97249 | 0.6 | 0.63452 | 11.61 | 39.9964 | 1.0132 | 39.7333 | 60.2005
557.903 | 169017 | 0.97248 | 0.6 | 0.63443 | 11.6098 | 39.9962 | 1.0132 | 39.7331 | 60.2
578.303 | 168997 | 0.97247 | 0.6 | 0.63434 | 11.6096 | 39.996 | 1.0132 | 39.7329 | 60.1995
599.724 | 168977 | 0.97246 | 0.6 | 0.63425 | 11.6095 | 39.9958 | 1.0132 | 39.7327 | 60.1989
622.215 | 168955 | 0.97245 | 0.6 | 0.63415 | 11.6093 | 39.9956 | 1.0132 | 39.7325 | 60.1984
645.83 | 168932 | 0.97244 | 0.6 | 0.63404 | 11.6091 | 39.9954 | 1.0132 | 39.7323 | 60.1978
670.627 | 168908 | 0.97243 | 0.6 | 0.63393 | 11.6088 | 39.9952 | 1.0132 | 39.7321 | 60.1972
696.663 | 168882 | 0.97242 | 0.6 | 0.63382 | 11.6086 | 39.9949 | 1.0132 | 39.7319 | 60.1965
724.002 | 168856 | 0.97241 | 0.6 | 0.63369 | 11.6084 | 39.9947 | 1.0132 | 39.7316 | 60.1958
752.707 | 168828 | 0.9724 | 0.6 | 0.63357 | 11.6082 | 39.9944 | 1.0132 | 39.7313 | 60.1951
782.847 | 168798 | 0.97239 | 0.6 | 0.63343 | 11.6079 | 39.9941 | 1.0132 | 39.7311 | 60.1943
814.494 | 168768 | 0.97238 | 0.6 | 0.63329 | 11.6076 | 39.9938 | 1.0132 | 39.7308 | 60.1935
847.724 | 168735 | 0.97236 | 0.6 | 0.63314 | 11.6073 | 39.9935 | 1.0132 | 39.7305 | 60.1927
882.615 | 168701 | 0.97235 | 0.6 | 0.63299 | 11.6071 | 39.9932 | 1.0132 | 39.7302 | 60.1918
919.251 | 168666 | 0.97234 | 0.6 | 0.63282 | 11.6067 | 39.9928 | 1.0132 | 39.7298 | 60.1909
957.718 | 168628 | 0.97232 | 0.6 | 0.63265 | 11.6064 | 39.9925 | 1.0132 | 39.7295 | 60.1899
998.109 | 168589 | 0.9723 | 0.6 | 0.63247 | 11.6061 | 39.9921 | 1.0132 | 39.7291 | 60.1889
1040.52 | 168548 | 0.97229 | 0.6 | 0.63228 | 11.6057 | 39.9917 | 1.0132 | 39.7287 | 60.1879
1085.05 | 168505 | 0.97227 | 0.6 | 0.63208 | 11.6053 | 39.9913 | 1.0132 | 39.7283 | 60.1868
1131.81 | 168459 | 0.97225 | 0.6 | 0.63187 | 11.6049 | 39.9909 | 1.0132 | 39.7279 | 60.1856
1180.9 | 168412 | 0.97223 | 0.6 | 0.63166 | 11.6045 | 39.9904 | 1.0132 | 39.7274 | 60.1844
1232.45 | 168361 | 0.97221 | 0.6 | 0.63143 | 11.6041 | 39.9899 | 1.0132 | 39.727 | 60.1831
1286.58 | 168309 | 0.97219 | 0.6 | 0.63118 | 11.6036 | 39.9894 | 1.0132 | 39.7265 | 60.1817
1343.42 | 168254 | 0.97217 | 0.6 | 0.63093 | 11.6031 | 39.9889 | 1.0132 | 39.726 | 60.1803
1403.09 | 168196 | 0.97215 | 0.6 | 0.63067 | 11.6026 | 39.9883 | 1.0132 | 39.7254 | 60.1788
1465.75 | 168135 | 0.97212 | 0.6 | 0.63039 | 11.6021 | 39.9877 | 1.0132 | 39.7249 | 60.1772
1531.54 | 168071 | 0.9721 | 0.6 | 0.63009 | 11.6016 | 39.9871 | 1.0132 | 39.7243 | 60.1756
1600.63 | 168004 | 0.97207 | 0.6 | 0.62979 | 11.601 | 39.9865 | 1.0132 | 39.7236 | 60.1738
1673.16 | 167933 | 0.97204 | 0.6 | 0.62946 | 11.6004 | 39.9858 | 1.0132 | 39.723 | 60.172
1749.33 | 167859 | 0.97201 | 0.6 | 0.62912 | 11.5997 | 39.9851 | 1.0132 | 39.7223 | 60.1701
1829.3 | 167781 | 0.97198 | 0.6 | 0.62877 | 11.599 | 39.9843 | 1.0132 | 39.7215 | 60.1681
1913.27 | 167700 | 0.97194 | 0.6 | 0.62839 | 11.5983 | 39.9835 | 1.0132 | 39.7208 | 60.166
2001.43 | 167614 | 0.97191 | 0.6 | 0.628 | 11.5976 | 39.9827 | 1.0132 | 39.72 | 60.1638
2094.01 | 167524 | 0.97187 | 0.6 | 0.62759 | 11.5968 | 39.9819 | 1.0132 | 39.7191 | 60.1615
2191.22 | 167430 | 0.97184 | 0.6 | 0.62715 | 11.596 | 39.981 | 1.0132 | 39.7182 | 60.159
2293.28 | 167331 | 0.97179 | 0.6 | 0.6267 | 11.5951 | 39.98 | 1.0132 | 39.7173 | 60.1565
2400.45 | 167227 | 0.97175 | 0.6 | 0.62622 | 11.5942 | 39.979 | 1.0132 | 39.7163 | 60.1538
2512.98 | 167117 | 0.97171 | 0.6 | 0.62572 | 11.5933 | 39.9779 | 1.0132 | 39.7153 | 60.151
2631.13 | 167002 | 0.97166 | 0.6 | 0.62519 | 11.5923 | 39.9768 | 1.0132 | 39.7142 | 60.148
2755.2 | 166882 | 0.97161 | 0.6 | 0.62464 | 11.5912 | 39.9757 | 1.0132 | 39.7131 | 60.1449
2885.46 | 166755 | 0.97156 | 0.6 | 0.62406 | 11.5901 | 39.9745 | 1.0132 | 39.7119 | 60.1417
3022.24 | 166623 | 0.97151 | 0.6 | 0.62345 | 11.589 | 39.9732 | 1.0132 | 39.7106 | 60.1383
3165.85 | 166483 | 0.97145 | 0.6 | 0.62281 | 11.5877 | 39.9718 | 1.0132 | 39.7093 | 60.1347
3316.65 | 166337 | 0.97139 | 0.6 | 0.62214 | 11.5865 | 39.9704 | 1.0132 | 39.7079 | 60.1309
3474.99 | 166183 | 0.97133 | 0.6 | 0.62143 | 11.5851 | 39.9689 | 1.0132 | 39.7065 | 60.1269
3600 | 166061 | 0.97128 | 0.6 | 0.62088 | 11.5841 | 39.9677 | 1.0132 | 39.7053 | 60.1238
Scenario (Time varying leak) : ME_EOBN
RUBY_FRA_Rev.B_v10_JAL_Bv08_c5\ProcessArea\021-01-01-L\021-01-01-L_ME\ME_EOBN
ME_EOBN
Weather: 7.7D
| Mass calculation |  |  | Tank or stagnation data |  |  | Orifice or pipe exit data (before atmospheric expansion)
Time [s] | Mass remaining [kg] | Mass flow rate [kg/s] | Discharge coefficient | Liquid height [m] | Pressure [bar] | Temperature [degC] | Pressure [bar] | Temperature [degC] | Velocity [m/s]
0 | 61034.8 | 25.1304 | 0.6 | 0.45273 | 11.6133 | 40 | 1.0132 | 39.7371 | 60.1756
152 | 61034.8 | 25.1304 | 0.6 | 0.45273 | 11.6133 | 40 | 1.0132 | 39.7371 | 60.1756
152.105 | 61032.2 | 25.1303 | 0.6 | 0.4527 | 11.6132 | 39.9999 | 1.0132 | 39.737 | 60.1754
152.215 | 61029.4 | 25.1303 | 0.6 | 0.45268 | 11.6131 | 39.9999 | 1.0132 | 39.737 | 60.1752
152.331 | 61026.5 | 25.1302 | 0.6 | 0.45265 | 11.613 | 39.9998 | 1.0132 | 39.7369 | 60.175
152.453 | 61023.4 | 25.1301 | 0.6 | 0.45262 | 11.613 | 39.9997 | 1.0132 | 39.7368 | 60.1748
152.58 | 61020.2 | 25.13 | 0.6 | 0.45259 | 11.6129 | 39.9996 | 1.0132 | 39.7367 | 60.1746
152.714 | 61016.9 | 25.1299 | 0.6 | 0.45256 | 11.6128 | 39.9995 | 1.0132 | 39.7366 | 60.1743
152.855 | 61013.3 | 25.1298 | 0.6 | 0.45253 | 11.6127 | 39.9994 | 1.0132 | 39.7366 | 60.1741
153.003 | 61009.6 | 25.1297 | 0.6 | 0.4525 | 11.6126 | 39.9993 | 1.0132 | 39.7365 | 60.1738
153.158 | 61005.7 | 25.1296 | 0.6 | 0.45246 | 11.6125 | 39.9992 | 1.0132 | 39.7364 | 60.1735
153.321 | 61001.6 | 25.1295 | 0.6 | 0.45243 | 11.6124 | 39.9991 | 1.0132 | 39.7363 | 60.1732
153.492 | 60997.3 | 25.1293 | 0.6 | 0.45239 | 11.6123 | 39.999 | 1.0132 | 39.7361 | 60.1729
153.671 | 60992.8 | 25.1292 | 0.6 | 0.45234 | 11.6122 | 39.9989 | 1.0132 | 39.736 | 60.1726
153.86 | 60988.1 | 25.1291 | 0.6 | 0.4523 | 11.6121 | 39.9988 | 1.0132 | 39.7359 | 60.1723
154.058 | 60983.1 | 25.1289 | 0.6 | 0.45226 | 11.612 | 39.9986 | 1.0132 | 39.7358 | 60.1719
154.266 | 60977.9 | 25.1288 | 0.6 | 0.45221 | 11.6119 | 39.9985 | 1.0132 | 39.7356 | 60.1716
154.484 | 60972.4 | 25.1286 | 0.6 | 0.45216 | 11.6117 | 39.9983 | 1.0132 | 39.7355 | 60.1712
154.713 | 60966.6 | 25.1284 | 0.6 | 0.45211 | 11.6116 | 39.9982 | 1.0132 | 39.7353 | 60.1708
154.954 | 60960.6 | 25.1283 | 0.6 | 0.45205 | 11.6115 | 39.998 | 1.0132 | 39.7352 | 60.1703
155.207 | 60954.2 | 25.1281 | 0.6 | 0.452 | 11.6113 | 39.9979 | 1.0132 | 39.735 | 60.1699
155.472 | 60947.6 | 25.1279 | 0.6 | 0.45193 | 11.6111 | 39.9977 | 1.0132 | 39.7348 | 60.1694
155.751 | 60940.6 | 25.1277 | 0.6 | 0.45187 | 11.611 | 39.9975 | 1.0132 | 39.7347 | 60.1689
156.043 | 60933.2 | 25.1275 | 0.6 | 0.45181 | 11.6108 | 39.9973 | 1.0132 | 39.7345 | 60.1684
156.35 | 60925.5 | 25.1273 | 0.6 | 0.45173 | 11.6106 | 39.9971 | 1.0132 | 39.7343 | 60.1678
156.673 | 60917.4 | 25.127 | 0.6 | 0.45166 | 11.6104 | 39.9969 | 1.0132 | 39.7341 | 60.1673
157.011 | 60908.9 | 25.1268 | 0.6 | 0.45159 | 11.6102 | 39.9966 | 1.0132 | 39.7338 | 60.1667
157.367 | 60899.9 | 25.1265 | 0.6 | 0.4515 | 11.61 | 39.9964 | 1.0132 | 39.7336 | 60.166
157.74 | 60890.6 | 25.1263 | 0.6 | 0.45142 | 11.6098 | 39.9962 | 1.0132 | 39.7334 | 60.1654
158.132 | 60880.7 | 25.126 | 0.6 | 0.45133 | 11.6095 | 39.9959 | 1.0132 | 39.7331 | 60.1647
158.544 | 60870.4 | 25.1257 | 0.6 | 0.45124 | 11.6093 | 39.9956 | 1.0132 | 39.7328 | 60.1639
158.976 | 60859.5 | 25.1254 | 0.6 | 0.45114 | 11.609 | 39.9953 | 1.0132 | 39.7326 | 60.1632
159.43 | 60848.1 | 25.125 | 0.6 | 0.45103 | 11.6087 | 39.995 | 1.0132 | 39.7323 | 60.1623
159.906 | 60836.1 | 25.1247 | 0.6 | 0.45093 | 11.6084 | 39.9947 | 1.0132 | 39.732 | 60.1615
160.407 | 60823.6 | 25.1243 | 0.6 | 0.45081 | 11.6081 | 39.9944 | 1.0132 | 39.7316 | 60.1606
160.932 | 60810.4 | 25.1239 | 0.6 | 0.45069 | 11.6078 | 39.994 | 1.0132 | 39.7313 | 60.1597
161.484 | 60796.5 | 25.1235 | 0.6 | 0.45057 | 11.6075 | 39.9937 | 1.0132 | 39.7309 | 60.1587
162.063 | 60782 | 25.1231 | 0.6 | 0.45043 | 11.6071 | 39.9933 | 1.0132 | 39.7305 | 60.1576
162.671 | 60766.7 | 25.1227 | 0.6 | 0.4503 | 11.6068 | 39.9929 | 1.0132 | 39.7301 | 60.1566
163.31 | 60750.7 | 25.1222 | 0.6 | 0.45015 | 11.6064 | 39.9924 | 1.0132 | 39.7297 | 60.1554
163.98 | 60733.8 | 25.1217 | 0.6 | 0.45 | 11.606 | 39.992 | 1.0132 | 39.7293 | 60.1542
164.684 | 60716.1 | 25.1212 | 0.6 | 0.44984 | 11.6055 | 39.9915 | 1.0132 | 39.7288 | 60.153
165.423 | 60697.6 | 25.1207 | 0.6 | 0.44967 | 11.6051 | 39.991 | 1.0132 | 39.7283 | 60.1517
166.199 | 60678.1 | 25.1201 | 0.6 | 0.44949 | 11.6046 | 39.9905 | 1.0132 | 39.7278 | 60.1503
167.014 | 60657.6 | 25.1195 | 0.6 | 0.44931 | 11.6041 | 39.99 | 1.0132 | 39.7273 | 60.1488
167.87 | 60636.1 | 25.1189 | 0.6 | 0.44911 | 11.6036 | 39.9894 | 1.0132 | 39.7268 | 60.1473
168.769 | 60613.6 | 25.1183 | 0.6 | 0.44891 | 11.6031 | 39.9888 | 1.0132 | 39.7262 | 60.1457
169.712 | 60589.9 | 25.1176 | 0.6 | 0.4487 | 11.6025 | 39.9881 | 1.0132 | 39.7256 | 60.144
170.703 | 60565 | 25.1169 | 0.6 | 0.44847 | 11.6019 | 39.9875 | 1.0132 | 39.7249 | 60.1423
171.743 | 60538.9 | 25.1161 | 0.6 | 0.44823 | 11.6012 | 39.9868 | 1.0132 | 39.7242 | 60.1404
172.835 | 60511.4 | 25.1153 | 0.6 | 0.44799 | 11.6006 | 39.9861 | 1.0132 | 39.7235 | 60.1385
173.982 | 60482.6 | 25.1145 | 0.6 | 0.44772 | 11.5999 | 39.9853 | 1.0132 | 39.7228 | 60.1364
175.186 | 60452.4 | 25.1136 | 0.6 | 0.44745 | 11.5992 | 39.9845 | 1.0132 | 39.722 | 60.1343
176.45 | 60420.7 | 25.1127 | 0.6 | 0.44716 | 11.5984 | 39.9836 | 1.0132 | 39.7211 | 60.132
177.777 | 60387.3 | 25.1118 | 0.6 | 0.44686 | 11.5976 | 39.9827 | 1.0132 | 39.7203 | 60.1297
179.171 | 60352.3 | 25.1107 | 0.6 | 0.44654 | 11.5967 | 39.9818 | 1.0132 | 39.7194 | 60.1272
180.635 | 60315.6 | 25.1097 | 0.6 | 0.44621 | 11.5959 | 39.9808 | 1.0132 | 39.7184 | 60.1246
182.172 | 60277 | 25.1086 | 0.6 | 0.44586 | 11.5949 | 39.9798 | 1.0132 | 39.7174 | 60.1218
183.785 | 60236.6 | 25.1074 | 0.6 | 0.44549 | 11.5939 | 39.9787 | 1.0132 | 39.7163 | 60.119
185.479 | 60194.1 | 25.1062 | 0.6 | 0.44511 | 11.5929 | 39.9776 | 1.0132 | 39.7152 | 60.116
187.258 | 60149.4 | 25.1049 | 0.6 | 0.44471 | 11.5918 | 39.9764 | 1.0132 | 39.7141 | 60.1128
189.126 | 60102.5 | 25.1036 | 0.6 | 0.44428 | 11.5907 | 39.9751 | 1.0132 | 39.7129 | 60.1095
191.088 | 60053.3 | 25.1021 | 0.6 | 0.44384 | 11.5895 | 39.9738 | 1.0132 | 39.7116 | 60.106
193.147 | 60001.7 | 25.1007 | 0.6 | 0.44337 | 11.5883 | 39.9724 | 1.0132 | 39.7102 | 60.1023
195.309 | 59947.4 | 25.0991 | 0.6 | 0.44288 | 11.587 | 39.971 | 1.0132 | 39.7088 | 60.0985
197.58 | 59890.4 | 25.0975 | 0.6 | 0.44236 | 11.5856 | 39.9694 | 1.0132 | 39.7073 | 60.0945
199.964 | 59830.6 | 25.0957 | 0.6 | 0.44182 | 11.5841 | 39.9678 | 1.0132 | 39.7057 | 60.0902
202.467 | 59767.8 | 25.0939 | 0.6 | 0.44125 | 11.5826 | 39.9661 | 1.0132 | 39.7041 | 60.0858
205.095 | 59701.9 | 25.092 | 0.6 | 0.44065 | 11.581 | 39.9643 | 1.0132 | 39.7023 | 60.0811
207.855 | 59632.6 | 25.09 | 0.6 | 0.44002 | 11.5794 | 39.9625 | 1.0132 | 39.7005 | 60.0762
210.753 | 59560 | 25.088 | 0.6 | 0.43937 | 11.5776 | 39.9605 | 1.0132 | 39.6986 | 60.0711
213.795 | 59483.7 | 25.0858 | 0.6 | 0.43868 | 11.5758 | 39.9585 | 1.0132 | 39.6966 | 60.0657
216.99 | 59403.6 | 25.0835 | 0.6 | 0.43795 | 11.5739 | 39.9563 | 1.0132 | 39.6945 | 60.06
220.345 | 59319.5 | 25.0811 | 0.6 | 0.43719 | 11.5718 | 39.954 | 1.0132 | 39.6923 | 60.0541
223.867 | 59231.2 | 25.0785 | 0.6 | 0.43639 | 11.5697 | 39.9516 | 1.0132 | 39.6899 | 60.0478
227.565 | 59138.5 | 25.0759 | 0.6 | 0.43555 | 11.5675 | 39.9491 | 1.0132 | 39.6875 | 60.0412
231.449 | 59041.1 | 25.0731 | 0.6 | 0.43467 | 11.5651 | 39.9465 | 1.0132 | 39.6849 | 60.0344
235.526 | 58938.9 | 25.0701 | 0.6 | 0.43374 | 11.5627 | 39.9437 | 1.0132 | 39.6821 | 60.0271
239.807 | 58831.7 | 25.0671 | 0.6 | 0.43277 | 11.5601 | 39.9408 | 1.0132 | 39.6793 | 60.0195
244.303 | 58719.1 | 25.0638 | 0.6 | 0.43175 | 11.5574 | 39.9377 | 1.0132 | 39.6763 | 60.0116
249.023 | 58600.8 | 25.0604 | 0.6 | 0.43068 | 11.5545 | 39.9345 | 1.0132 | 39.6732 | 60.0032
253.979 | 58476.7 | 25.0569 | 0.6 | 0.42956 | 11.5516 | 39.931 | 1.0132 | 39.6698 | 59.9945
259.183 | 58346.3 | 25.0531 | 0.6 | 0.42838 | 11.5484 | 39.9274 | 1.0132 | 39.6663 | 59.9853
264.647 | 58209.4 | 25.0492 | 0.6 | 0.42714 | 11.5451 | 39.9237 | 1.0132 | 39.6626 | 59.9756
270.384 | 58065.8 | 25.0451 | 0.6 | 0.42584 | 11.5417 | 39.9197 | 1.0132 | 39.6588 | 59.9654
276.409 | 57914.9 | 25.0408 | 0.6 | 0.42447 | 11.5381 | 39.9155 | 1.0132 | 39.6547 | 59.9548
282.734 | 57756.6 | 25.0362 | 0.6 | 0.42303 | 11.5343 | 39.9111 | 1.0132 | 39.6504 | 59.9436
289.376 | 57590.4 | 25.0315 | 0.6 | 0.42153 | 11.5303 | 39.9065 | 1.0132 | 39.6459 | 59.9319
296.35 | 57415.8 | 25.0265 | 0.6 | 0.41995 | 11.5261 | 39.9016 | 1.0132 | 39.6411 | 59.9196
303.672 | 57232.6 | 25.0213 | 0.6 | 0.41829 | 11.5217 | 39.8965 | 1.0132 | 39.6361 | 59.9067
311.361 | 57040.3 | 25.0158 | 0.6 | 0.41655 | 11.5171 | 39.8911 | 1.0132 | 39.6308 | 59.8931
319.434 | 56838.3 | 25.01 | 0.6 | 0.41472 | 11.5123 | 39.8854 | 1.0132 | 39.6252 | 59.8789
327.91 | 56626.4 | 25.0039 | 0.6 | 0.4128 | 11.5073 | 39.8793 | 1.0132 | 39.6193 | 59.864
336.811 | 56403.8 | 24.9976 | 0.6 | 0.41079 | 11.5019 | 39.873 | 1.0132 | 39.6132 | 59.8483
346.157 | 56170.3 | 24.9909 | 0.6 | 0.40867 | 11.4964 | 39.8664 | 1.0132 | 39.6067 | 59.8319
355.969 | 55925.1 | 24.9839 | 0.6 | 0.40645 | 11.4905 | 39.8593 | 1.0132 | 39.5998 | 59.8146
366.273 | 55667.7 | 24.9766 | 0.6 | 0.40412 | 11.4844 | 39.8519 | 1.0132 | 39.5926 | 59.7965
377.091 | 55397.5 | 24.9689 | 0.6 | 0.40167 | 11.478 | 39.8441 | 1.0132 | 39.5849 | 59.7775
388.451 | 55113.9 | 24.9608 | 0.6 | 0.3991 | 11.4712 | 39.8359 | 1.0132 | 39.5769 | 59.7576
400.379 | 54816.2 | 24.9524 | 0.6 | 0.39641 | 11.4642 | 39.8272 | 1.0132 | 39.5684 | 59.7367
412.903 | 54503.8 | 24.9435 | 0.6 | 0.39358 | 11.4568 | 39.8181 | 1.0132 | 39.5595 | 59.7147
426.053 | 54175.8 | 24.9342 | 0.6 | 0.39061 | 11.449 | 39.8084 | 1.0132 | 39.55 | 59.6917
439.86 | 53831.6 | 24.9244 | 0.6 | 0.3875 | 11.4408 | 39.7983 | 1.0132 | 39.5401 | 59.6676
454.358 | 53470.3 | 24.9141 | 0.6 | 0.38422 | 11.4323 | 39.7875 | 1.0132 | 39.5296 | 59.6423
469.581 | 53091.1 | 24.9034 | 0.6 | 0.38079 | 11.4233 | 39.7762 | 1.0132 | 39.5185 | 59.6157
485.565 | 52693.2 | 24.8921 | 0.6 | 0.37719 | 11.4139 | 39.7642 | 1.0132 | 39.5067 | 59.5879
502.349 | 52275.5 | 24.8803 | 0.6 | 0.37341 | 11.4041 | 39.7515 | 1.0132 | 39.4944 | 59.5587
519.971 | 51837.1 | 24.8679 | 0.6 | 0.36944 | 11.3938 | 39.7382 | 1.0132 | 39.4813 | 59.528
538.474 | 51377.1 | 24.8549 | 0.6 | 0.36528 | 11.383 | 39.724 | 1.0132 | 39.4674 | 59.4959
557.903 | 50894.3 | 24.8413 | 0.6 | 0.36091 | 11.3716 | 39.7091 | 1.0132 | 39.4528 | 59.4622
578.303 | 50387.7 | 24.827 | 0.6 | 0.35632 | 11.3597 | 39.6932 | 1.0132 | 39.4372 | 59.4269
599.724 | 49856.1 | 24.812 | 0.6 | 0.35151 | 11.3473 | 39.6764 | 1.0132 | 39.4208 | 59.3898
622.215 | 49298.2 | 24.7963 | 0.6 | 0.34646 | 11.3343 | 39.6587 | 1.0132 | 39.4034 | 59.351
645.83 | 48712.8 | 24.7799 | 0.6 | 0.34116 | 11.3206 | 39.6399 | 1.0132 | 39.385 | 59.3102
670.627 | 48098.6 | 24.7627 | 0.6 | 0.33561 | 11.3063 | 39.6199 | 1.0132 | 39.3654 | 59.2675
696.663 | 47454.1 | 24.7446 | 0.6 | 0.32977 | 11.2913 | 39.5987 | 1.0132 | 39.3446 | 59.2228
724.002 | 46777.8 | 24.7257 | 0.6 | 0.32366 | 11.2756 | 39.5762 | 1.0132 | 39.3225 | 59.1758
752.707 | 46068.4 | 24.7058 | 0.6 | 0.31724 | 11.2592 | 39.5523 | 1.0132 | 39.2991 | 59.1266
782.847 | 45324 | 24.685 | 0.6 | 0.3105 | 11.242 | 39.5268 | 1.0132 | 39.2741 | 59.075
814.494 | 44543.2 | 24.6632 | 0.6 | 0.30344 | 11.2239 | 39.4998 | 1.0132 | 39.2475 | 59.0209
847.724 | 43724 | 24.6404 | 0.6 | 0.29603 | 11.2051 | 39.4709 | 1.0132 | 39.2192 | 58.9643
882.615 | 42864.7 | 24.6165 | 0.6 | 0.28826 | 11.1853 | 39.4401 | 1.0132 | 39.189 | 58.9048
919.251 | 41963.3 | 24.5915 | 0.6 | 0.28011 | 11.1646 | 39.4072 | 1.0132 | 39.1567 | 58.8426
957.718 | 41017.8 | 24.5653 | 0.6 | 0.27156 | 11.143 | 39.3721 | 1.0132 | 39.1221 | 58.7773
998.109 | 40026.1 | 24.5378 | 0.6 | 0.26259 | 11.1203 | 39.3344 | 1.0132 | 39.0851 | 58.7088
1040.52 | 38986.1 | 24.509 | 0.6 | 0.25319 | 11.0966 | 39.2941 | 1.0132 | 39.0454 | 58.6371
1085.05 | 37895.3 | 24.4789 | 0.6 | 0.24333 | 11.0718 | 39.2507 | 1.0132 | 39.0028 | 58.5619
1131.81 | 36751.5 | 24.4473 | 0.6 | 0.23299 | 11.0458 | 39.2041 | 1.0132 | 38.9569 | 58.4831
1180.9 | 35552.1 | 24.4143 | 0.6 | 0.22215 | 11.0187 | 39.1538 | 1.0132 | 38.9073 | 58.4004
1232.45 | 34294.4 | 24.3797 | 0.6 | 0.21079 | 10.9902 | 39.0994 | 1.0132 | 38.8538 | 58.3138
1286.58 | 32975.8 | 24.3434 | 0.6 | 0.19888 | 10.9605 | 39.0406 | 1.0132 | 38.7957 | 58.2229
1343.42 | 31593.3 | 24.3055 | 0.6 | 0.18639 | 10.9293 | 38.9766 | 1.0132 | 38.7327 | 58.1275
1403.09 | 30144.1 | 24.2657 | 0.6 | 0.17331 | 10.8967 | 38.9069 | 1.0132 | 38.6639 | 58.0275
1465.75 | 28624.9 | 24.224 | 0.6 | 0.1596 | 10.8626 | 38.8306 | 1.0132 | 38.5886 | 57.9224
1531.54 | 27032.6 | 24.1804 | 0.6 | 0.14523 | 10.8268 | 38.7468 | 1.0132 | 38.5059 | 57.8121
1600.63 | 25363.7 | 24.1346 | 0.6 | 0.13017 | 10.7893 | 38.6544 | 1.0132 | 38.4145 | 57.6962
1673.16 | 23614.8 | 24.0866 | 0.6 | 0.1144 | 10.75 | 38.5518 | 1.0132 | 38.3131 | 57.5742
1749.33 | 21782.2 | 24.0363 | 0.6 | 0.097884 | 10.7088 | 38.437 | 1.0132 | 38.1995 | 57.4458
1829.3 | 19862.1 | 23.9834 | 0.6 | 0.080587 | 10.6654 | 38.3079 | 1.0132 | 38.0717 | 57.3102
1913.27 | 17850.5 | 23.9277 | 0.6 | 0.062477 | 10.6198 | 38.161 | 1.0132 | 37.9262 | 57.167
2001.43 | 15743.4 | 23.8691 | 0.6 | 0.043522 | 10.5716 | 37.9913 | 1.0132 | 37.758 | 57.0149
2094.01 | 13536.5 | 23.8064 | 0.6 | 0.023689 | 10.5201 | 37.7911 | 1.0132 | 37.5594 | 56.8513
2191.22 | 11225.6 | 23.74 | 0.6 | 0.0029482 | 10.4652 | 37.5519 | 1.0132 | 37.3219 | 56.6761
2200.43 | 11007 | 23.7337 | 0.6 | 0.00098788 | 10.4599 | 37.5274 | 1.0132 | 37.2976 | 56.6593
Scenario (Time varying leak) : ME_EXBN
RUBY_FRA_Rev.B_v10_JAL_Bv08_c5\ProcessArea\021-01-01-L\021-01-01-L_ME\ME_EXBN
ME_EXBN
Weather: 7.7D
| Mass calculation |  |  | Tank or stagnation data |  |  | Orifice or pipe exit data (before atmospheric expansion)
Time [s] | Mass remaining [kg] | Mass flow rate [kg/s] | Discharge coefficient | Liquid height [m] | Pressure [bar] | Temperature [degC] | Pressure [bar] | Temperature [degC] | Velocity [m/s]
0 | 61034.8 | 25.1304 | 0.6 | 0.45273 | 11.6133 | 40 | 1.0132 | 39.7371 | 60.1756
152 | 61034.8 | 25.1304 | 0.6 | 0.45273 | 11.6133 | 40 | 1.0132 | 39.7371 | 60.1756
152 | 169412 | 25.1449 | 0.6 | 0.63624 | 11.6133 | 40 | 1.0132 | 39.7368 | 60.2102
152.105 | 169409 | 25.1448 | 0.6 | 0.63623 | 11.6132 | 40 | 1.0132 | 39.7368 | 60.2101
152.215 | 169407 | 25.1448 | 0.6 | 0.63622 | 11.6132 | 39.9999 | 1.0132 | 39.7368 | 60.21
152.331 | 169404 | 25.1448 | 0.6 | 0.63621 | 11.6132 | 39.9999 | 1.0132 | 39.7367 | 60.21
152.453 | 169401 | 25.1447 | 0.6 | 0.63619 | 11.6132 | 39.9999 | 1.0132 | 39.7367 | 60.2099
152.58 | 169397 | 25.1447 | 0.6 | 0.63618 | 11.6131 | 39.9999 | 1.0132 | 39.7367 | 60.2098
152.714 | 169394 | 25.1447 | 0.6 | 0.63616 | 11.6131 | 39.9998 | 1.0132 | 39.7366 | 60.2097
152.855 | 169390 | 25.1446 | 0.6 | 0.63615 | 11.6131 | 39.9998 | 1.0132 | 39.7366 | 60.2096
153.003 | 169387 | 25.1446 | 0.6 | 0.63613 | 11.613 | 39.9998 | 1.0132 | 39.7366 | 60.2095
153.158 | 169383 | 25.1446 | 0.6 | 0.63611 | 11.613 | 39.9997 | 1.0132 | 39.7365 | 60.2094
153.321 | 169379 | 25.1445 | 0.6 | 0.63609 | 11.613 | 39.9997 | 1.0132 | 39.7365 | 60.2093
153.492 | 169374 | 25.1445 | 0.6 | 0.63607 | 11.6129 | 39.9996 | 1.0132 | 39.7365 | 60.2092
153.671 | 169370 | 25.1444 | 0.6 | 0.63605 | 11.6129 | 39.9996 | 1.0132 | 39.7364 | 60.2091
153.86 | 169365 | 25.1444 | 0.6 | 0.63603 | 11.6128 | 39.9996 | 1.0132 | 39.7364 | 60.209
154.058 | 169360 | 25.1443 | 0.6 | 0.63601 | 11.6128 | 39.9995 | 1.0132 | 39.7363 | 60.2088
154.266 | 169355 | 25.1443 | 0.6 | 0.63598 | 11.6128 | 39.9995 | 1.0132 | 39.7363 | 60.2087
154.484 | 169349 | 25.1442 | 0.6 | 0.63596 | 11.6127 | 39.9994 | 1.0132 | 39.7362 | 60.2086
154.713 | 169344 | 25.1441 | 0.6 | 0.63593 | 11.6127 | 39.9993 | 1.0132 | 39.7362 | 60.2084
154.954 | 169338 | 25.1441 | 0.6 | 0.6359 | 11.6126 | 39.9993 | 1.0132 | 39.7361 | 60.2083
155.207 | 169331 | 25.144 | 0.6 | 0.63587 | 11.6125 | 39.9992 | 1.0132 | 39.7361 | 60.2081
155.472 | 169325 | 25.1439 | 0.6 | 0.63584 | 11.6125 | 39.9992 | 1.0132 | 39.736 | 60.2079
155.751 | 169318 | 25.1439 | 0.6 | 0.63581 | 11.6124 | 39.9991 | 1.0132 | 39.7359 | 60.2077
156.043 | 169310 | 25.1438 | 0.6 | 0.63578 | 11.6124 | 39.999 | 1.0132 | 39.7359 | 60.2075
156.35 | 169303 | 25.1437 | 0.6 | 0.63574 | 11.6123 | 39.999 | 1.0132 | 39.7358 | 60.2073
156.673 | 169294 | 25.1436 | 0.6 | 0.6357 | 11.6122 | 39.9989 | 1.0132 | 39.7357 | 60.2071
157.011 | 169286 | 25.1435 | 0.6 | 0.63567 | 11.6122 | 39.9988 | 1.0132 | 39.7356 | 60.2069
157.367 | 169277 | 25.1434 | 0.6 | 0.63562 | 11.6121 | 39.9987 | 1.0132 | 39.7356 | 60.2067
157.74 | 169268 | 25.1433 | 0.6 | 0.63558 | 11.612 | 39.9986 | 1.0132 | 39.7355 | 60.2064
158.132 | 169258 | 25.1432 | 0.6 | 0.63554 | 11.6119 | 39.9985 | 1.0132 | 39.7354 | 60.2062
158.544 | 169247 | 25.1431 | 0.6 | 0.63549 | 11.6118 | 39.9984 | 1.0132 | 39.7353 | 60.2059
158.976 | 169237 | 25.143 | 0.6 | 0.63544 | 11.6117 | 39.9983 | 1.0132 | 39.7352 | 60.2056
159.43 | 169225 | 25.1429 | 0.6 | 0.63539 | 11.6116 | 39.9982 | 1.0132 | 39.7351 | 60.2053
159.906 | 169213 | 25.1428 | 0.6 | 0.63533 | 11.6115 | 39.9981 | 1.0132 | 39.735 | 60.205
160.407 | 169201 | 25.1426 | 0.6 | 0.63528 | 11.6114 | 39.998 | 1.0132 | 39.7348 | 60.2047
160.932 | 169187 | 25.1425 | 0.6 | 0.63521 | 11.6113 | 39.9978 | 1.0132 | 39.7347 | 60.2044
161.484 | 169174 | 25.1424 | 0.6 | 0.63515 | 11.6112 | 39.9977 | 1.0132 | 39.7346 | 60.204
162.063 | 169159 | 25.1422 | 0.6 | 0.63508 | 11.611 | 39.9976 | 1.0132 | 39.7344 | 60.2036
162.671 | 169144 | 25.142 | 0.6 | 0.63501 | 11.6109 | 39.9974 | 1.0132 | 39.7343 | 60.2032
163.31 | 169128 | 25.1419 | 0.6 | 0.63494 | 11.6108 | 39.9973 | 1.0132 | 39.7342 | 60.2028
163.98 | 169111 | 25.1417 | 0.6 | 0.63486 | 11.6106 | 39.9971 | 1.0132 | 39.734 | 60.2024
164.684 | 169093 | 25.1415 | 0.6 | 0.63478 | 11.6105 | 39.9969 | 1.0132 | 39.7338 | 60.2019
165.423 | 169074 | 25.1413 | 0.6 | 0.6347 | 11.6103 | 39.9968 | 1.0132 | 39.7337 | 60.2015
166.199 | 169055 | 25.1411 | 0.6 | 0.63461 | 11.6101 | 39.9966 | 1.0132 | 39.7335 | 60.201
167.014 | 169034 | 25.1409 | 0.6 | 0.63451 | 11.61 | 39.9964 | 1.0132 | 39.7333 | 60.2004
167.87 | 169013 | 25.1407 | 0.6 | 0.63441 | 11.6098 | 39.9962 | 1.0132 | 39.7331 | 60.1999
168.769 | 168990 | 25.1404 | 0.6 | 0.63431 | 11.6096 | 39.996 | 1.0132 | 39.7329 | 60.1993
169.712 | 168967 | 25.1402 | 0.6 | 0.6342 | 11.6094 | 39.9957 | 1.0132 | 39.7326 | 60.1987
170.703 | 168942 | 25.1399 | 0.6 | 0.63409 | 11.6091 | 39.9955 | 1.0132 | 39.7324 | 60.198
171.743 | 168916 | 25.1397 | 0.6 | 0.63397 | 11.6089 | 39.9952 | 1.0132 | 39.7322 | 60.1974
172.835 | 168888 | 25.1394 | 0.6 | 0.63384 | 11.6087 | 39.995 | 1.0132 | 39.7319 | 60.1966
173.982 | 168859 | 25.1391 | 0.6 | 0.63371 | 11.6084 | 39.9947 | 1.0132 | 39.7316 | 60.1959
175.186 | 168829 | 25.1387 | 0.6 | 0.63357 | 11.6082 | 39.9944 | 1.0132 | 39.7314 | 60.1951
176.45 | 168797 | 25.1384 | 0.6 | 0.63343 | 11.6079 | 39.9941 | 1.0132 | 39.7311 | 60.1943
177.777 | 168764 | 25.1381 | 0.6 | 0.63327 | 11.6076 | 39.9938 | 1.0132 | 39.7307 | 60.1934
179.171 | 168729 | 25.1377 | 0.6 | 0.63311 | 11.6073 | 39.9934 | 1.0132 | 39.7304 | 60.1925
180.635 | 168692 | 25.1373 | 0.6 | 0.63294 | 11.607 | 39.9931 | 1.0132 | 39.7301 | 60.1916
182.172 | 168653 | 25.1369 | 0.6 | 0.63277 | 11.6066 | 39.9927 | 1.0132 | 39.7297 | 60.1906
183.785 | 168613 | 25.1365 | 0.6 | 0.63258 | 11.6063 | 39.9923 | 1.0132 | 39.7293 | 60.1895
185.479 | 168570 | 25.136 | 0.6 | 0.63238 | 11.6059 | 39.9919 | 1.0132 | 39.7289 | 60.1884
187.258 | 168526 | 25.1356 | 0.6 | 0.63218 | 11.6055 | 39.9915 | 1.0132 | 39.7285 | 60.1873
189.126 | 168479 | 25.1351 | 0.6 | 0.63196 | 11.6051 | 39.991 | 1.0132 | 39.7281 | 60.1861
191.088 | 168429 | 25.1346 | 0.6 | 0.63174 | 11.6047 | 39.9906 | 1.0132 | 39.7276 | 60.1848
193.147 | 168378 | 25.134 | 0.6 | 0.6315 | 11.6042 | 39.9901 | 1.0132 | 39.7271 | 60.1835
195.309 | 168323 | 25.1334 | 0.6 | 0.63125 | 11.6038 | 39.9896 | 1.0132 | 39.7266 | 60.1821
197.58 | 168266 | 25.1329 | 0.6 | 0.63099 | 11.6033 | 39.989 | 1.0132 | 39.7261 | 60.1806
199.964 | 168206 | 25.1322 | 0.6 | 0.63072 | 11.6027 | 39.9884 | 1.0132 | 39.7255 | 60.1791
202.467 | 168143 | 25.1316 | 0.6 | 0.63043 | 11.6022 | 39.9878 | 1.0132 | 39.7249 | 60.1774
205.095 | 168077 | 25.1309 | 0.6 | 0.63012 | 11.6016 | 39.9872 | 1.0132 | 39.7243 | 60.1757
207.855 | 168008 | 25.1301 | 0.6 | 0.62981 | 11.601 | 39.9865 | 1.0132 | 39.7237 | 60.1739
210.753 | 167935 | 25.1294 | 0.6 | 0.62947 | 11.6004 | 39.9858 | 1.0132 | 39.723 | 60.1721
213.795 | 167859 | 25.1286 | 0.6 | 0.62912 | 11.5997 | 39.9851 | 1.0132 | 39.7223 | 60.1701
216.99 | 167779 | 25.1277 | 0.6 | 0.62875 | 11.599 | 39.9843 | 1.0132 | 39.7215 | 60.168
220.345 | 167694 | 25.1269 | 0.6 | 0.62837 | 11.5983 | 39.9835 | 1.0132 | 39.7207 | 60.1659
223.867 | 167606 | 25.1259 | 0.6 | 0.62796 | 11.5975 | 39.9827 | 1.0132 | 39.7199 | 60.1636
227.565 | 167513 | 25.125 | 0.6 | 0.62753 | 11.5967 | 39.9818 | 1.0132 | 39.719 | 60.1612
231.449 | 167415 | 25.1239 | 0.6 | 0.62709 | 11.5959 | 39.9808 | 1.0132 | 39.7181 | 60.1587
235.526 | 167313 | 25.1229 | 0.6 | 0.62662 | 11.595 | 39.9798 | 1.0132 | 39.7171 | 60.156
239.807 | 167206 | 25.1217 | 0.6 | 0.62613 | 11.594 | 39.9788 | 1.0132 | 39.7161 | 60.1533
244.303 | 167093 | 25.1206 | 0.6 | 0.62561 | 11.593 | 39.9777 | 1.0132 | 39.7151 | 60.1504
249.023 | 166974 | 25.1193 | 0.6 | 0.62506 | 11.592 | 39.9766 | 1.0132 | 39.7139 | 60.1473
253.979 | 166850 | 25.118 | 0.6 | 0.62449 | 11.5909 | 39.9753 | 1.0132 | 39.7128 | 60.1441
259.183 | 166719 | 25.1166 | 0.6 | 0.62389 | 11.5898 | 39.9741 | 1.0132 | 39.7115 | 60.1407
264.647 | 166582 | 25.1152 | 0.6 | 0.62326 | 11.5886 | 39.9727 | 1.0132 | 39.7102 | 60.1372
270.384 | 166438 | 25.1137 | 0.6 | 0.6226 | 11.5873 | 39.9714 | 1.0132 | 39.7089 | 60.1335
276.409 | 166286 | 25.1121 | 0.6 | 0.62191 | 11.586 | 39.9699 | 1.0132 | 39.7075 | 60.1296
282.734 | 166128 | 25.1105 | 0.6 | 0.62118 | 11.5847 | 39.9684 | 1.0132 | 39.706 | 60.1255
289.376 | 165961 | 25.1087 | 0.6 | 0.62042 | 11.5832 | 39.9667 | 1.0132 | 39.7044 | 60.1212
296.35 | 165786 | 25.1069 | 0.6 | 0.61962 | 11.5817 | 39.965 | 1.0132 | 39.7027 | 60.1167
303.672 | 165602 | 25.105 | 0.6 | 0.61877 | 11.5801 | 39.9632 | 1.0132 | 39.701 | 60.112
311.361 | 165409 | 25.103 | 0.6 | 0.61789 | 11.5784 | 39.9614 | 1.0132 | 39.6991 | 60.107
319.434 | 165207 | 25.1008 | 0.6 | 0.61696 | 11.5766 | 39.9594 | 1.0132 | 39.6972 | 60.1018
327.91 | 164994 | 25.0986 | 0.6 | 0.61598 | 11.5748 | 39.9573 | 1.0132 | 39.6952 | 60.0963
336.811 | 164771 | 25.0963 | 0.6 | 0.61496 | 11.5729 | 39.9551 | 1.0132 | 39.6931 | 60.0906
346.157 | 164536 | 25.0938 | 0.6 | 0.61388 | 11.5708 | 39.9528 | 1.0132 | 39.6908 | 60.0845
355.969 | 164290 | 25.0913 | 0.6 | 0.61276 | 11.5687 | 39.9504 | 1.0132 | 39.6885 | 60.0782
366.273 | 164031 | 25.0886 | 0.6 | 0.61157 | 11.5665 | 39.9479 | 1.0132 | 39.686 | 60.0716
377.091 | 163760 | 25.0857 | 0.6 | 0.61033 | 11.5641 | 39.9452 | 1.0132 | 39.6834 | 60.0646
388.451 | 163475 | 25.0828 | 0.6 | 0.60902 | 11.5616 | 39.9424 | 1.0132 | 39.6806 | 60.0572
400.379 | 163176 | 25.0796 | 0.6 | 0.60765 | 11.559 | 39.9394 | 1.0132 | 39.6777 | 60.0496
412.903 | 162862 | 25.0764 | 0.6 | 0.60621 | 11.5563 | 39.9363 | 1.0132 | 39.6747 | 60.0415
426.053 | 162532 | 25.0729 | 0.6 | 0.60469 | 11.5535 | 39.9331 | 1.0132 | 39.6715 | 60.033
439.86 | 162186 | 25.0693 | 0.6 | 0.60311 | 11.5505 | 39.9296 | 1.0132 | 39.6682 | 60.0241
454.358 | 161823 | 25.0655 | 0.6 | 0.60144 | 11.5473 | 39.926 | 1.0132 | 39.6646 | 60.0148
469.581 | 161441 | 25.0615 | 0.6 | 0.59969 | 11.544 | 39.9222 | 1.0132 | 39.6609 | 60.005
485.565 | 161041 | 25.0574 | 0.6 | 0.59786 | 11.5406 | 39.9182 | 1.0132 | 39.657 | 59.9947
502.349 | 160620 | 25.053 | 0.6 | 0.59593 | 11.5369 | 39.914 | 1.0132 | 39.6529 | 59.9839
519.971 | 160179 | 25.0484 | 0.6 | 0.5939 | 11.5331 | 39.9096 | 1.0132 | 39.6486 | 59.9726
538.474 | 159715 | 25.0436 | 0.6 | 0.59178 | 11.5291 | 39.9049 | 1.0132 | 39.644 | 59.9607
557.903 | 159229 | 25.0385 | 0.6 | 0.58955 | 11.5249 | 39.9 | 1.0132 | 39.6392 | 59.9482
578.303 | 158718 | 25.0332 | 0.6 | 0.58721 | 11.5205 | 39.8948 | 1.0132 | 39.6342 | 59.9351
599.724 | 158182 | 25.0276 | 0.6 | 0.58475 | 11.5159 | 39.8893 | 1.0132 | 39.6288 | 59.9214
622.215 | 157619 | 25.0218 | 0.6 | 0.58217 | 11.5111 | 39.8836 | 1.0132 | 39.6232 | 59.907
645.83 | 157028 | 25.0156 | 0.6 | 0.57946 | 11.506 | 39.8776 | 1.0132 | 39.6173 | 59.8918
670.627 | 156408 | 25.0092 | 0.6 | 0.57661 | 11.5006 | 39.8712 | 1.0132 | 39.6111 | 59.8759
696.663 | 155757 | 25.0024 | 0.6 | 0.57363 | 11.4951 | 39.8645 | 1.0132 | 39.6046 | 59.8593
724.002 | 155074 | 24.9954 | 0.6 | 0.5705 | 11.4892 | 39.8574 | 1.0132 | 39.5977 | 59.8418
752.707 | 154356 | 24.9879 | 0.6 | 0.56721 | 11.483 | 39.85 | 1.0132 | 39.5904 | 59.8235
782.847 | 153603 | 24.9801 | 0.6 | 0.56376 | 11.4766 | 39.8422 | 1.0132 | 39.5827 | 59.8042
814.494 | 152813 | 24.9719 | 0.6 | 0.56013 | 11.4698 | 39.8339 | 1.0132 | 39.5747 | 59.784
847.724 | 151983 | 24.9634 | 0.6 | 0.55633 | 11.4627 | 39.8252 | 1.0132 | 39.5661 | 59.7628
882.615 | 151112 | 24.9543 | 0.6 | 0.55234 | 11.4553 | 39.816 | 1.0132 | 39.5571 | 59.7406
919.251 | 150198 | 24.9449 | 0.6 | 0.54815 | 11.4475 | 39.8063 | 1.0132 | 39.5477 | 59.7173
957.718 | 149239 | 24.935 | 0.6 | 0.54375 | 11.4393 | 39.7961 | 1.0132 | 39.5377 | 59.6928
998.109 | 148232 | 24.9246 | 0.6 | 0.53913 | 11.4307 | 39.7853 | 1.0132 | 39.5271 | 59.6672
1040.52 | 147175 | 24.9137 | 0.6 | 0.53429 | 11.4217 | 39.7739 | 1.0132 | 39.5159 | 59.6403
1085.05 | 146066 | 24.9023 | 0.6 | 0.52921 | 11.4123 | 39.7618 | 1.0132 | 39.5042 | 59.612
1131.81 | 144902 | 24.8903 | 0.6 | 0.52387 | 11.4024 | 39.7491 | 1.0132 | 39.4917 | 59.5824
1180.9 | 143680 | 24.8777 | 0.6 | 0.51827 | 11.392 | 39.7356 | 1.0132 | 39.4785 | 59.5514
1232.45 | 142398 | 24.8646 | 0.6 | 0.5124 | 11.3812 | 39.7214 | 1.0132 | 39.4646 | 59.5188
1286.58 | 141052 | 24.8508 | 0.6 | 0.50623 | 11.3698 | 39.7064 | 1.0132 | 39.4499 | 59.4846
1343.42 | 139640 | 24.8363 | 0.6 | 0.49976 | 11.3579 | 39.6905 | 1.0132 | 39.4343 | 59.4488
1403.09 | 138159 | 24.8211 | 0.6 | 0.49297 | 11.3454 | 39.6736 | 1.0132 | 39.4178 | 59.4113
1465.75 | 136604 | 24.8052 | 0.6 | 0.48585 | 11.3323 | 39.6557 | 1.0132 | 39.4003 | 59.3719
1531.54 | 134972 | 24.7885 | 0.6 | 0.47837 | 11.3186 | 39.6368 | 1.0132 | 39.3818 | 59.3306
1600.63 | 133260 | 24.771 | 0.6 | 0.47053 | 11.3042 | 39.6168 | 1.0132 | 39.3621 | 59.2873
1673.16 | 131464 | 24.7527 | 0.6 | 0.4623 | 11.2892 | 39.5954 | 1.0132 | 39.3412 | 59.2419
1749.33 | 129580 | 24.7335 | 0.6 | 0.45366 | 11.2734 | 39.5728 | 1.0132 | 39.319 | 59.1943
1829.3 | 127603 | 24.7134 | 0.6 | 0.44461 | 11.2569 | 39.5488 | 1.0132 | 39.2954 | 59.1445
1913.27 | 125528 | 24.6923 | 0.6 | 0.43511 | 11.2396 | 39.5232 | 1.0132 | 39.2703 | 59.0922
2001.43 | 123352 | 24.6702 | 0.6 | 0.42514 | 11.2216 | 39.496 | 1.0132 | 39.2436 | 59.0374
2094.01 | 121069 | 24.6471 | 0.6 | 0.41469 | 11.2026 | 39.467 | 1.0132 | 39.2151 | 58.9799
2191.22 | 118674 | 24.6229 | 0.6 | 0.40372 | 11.1828 | 39.436 | 1.0132 | 39.1847 | 58.9197
2293.28 | 116163 | 24.5975 | 0.6 | 0.39222 | 11.1621 | 39.4029 | 1.0132 | 39.1523 | 58.8566
2400.45 | 113528 | 24.5709 | 0.6 | 0.38016 | 11.1403 | 39.3676 | 1.0132 | 39.1176 | 58.7904
2512.98 | 110764 | 24.543 | 0.6 | 0.36751 | 11.1176 | 39.3298 | 1.0132 | 39.0804 | 58.721
2631.13 | 107866 | 24.5139 | 0.6 | 0.35424 | 11.0938 | 39.2892 | 1.0132 | 39.0405 | 58.6484
2755.2 | 104827 | 24.4833 | 0.6 | 0.34033 | 11.0689 | 39.2456 | 1.0132 | 38.9976 | 58.5722
2885.46 | 101640 | 24.4513 | 0.6 | 0.32575 | 11.0429 | 39.1987 | 1.0132 | 38.9514 | 58.4922
3022.24 | 98297.6 | 24.4178 | 0.6 | 0.31045 | 11.0156 | 39.1482 | 1.0132 | 38.9016 | 58.4085
3165.85 | 94793.3 | 24.3827 | 0.6 | 0.29442 | 10.9871 | 39.0935 | 1.0132 | 38.8478 | 58.3206
3316.65 | 91119.2 | 24.3459 | 0.6 | 0.27762 | 10.9572 | 39.0343 | 1.0132 | 38.7894 | 58.2284
3474.99 | 87267.4 | 24.3074 | 0.6 | 0.26001 | 10.9259 | 38.9699 | 1.0132 | 38.726 | 58.1317
3600 | 84230.6 | 24.2771 | 0.6 | 0.24613 | 10.9013 | 38.9174 | 1.0132 | 38.6741 | 58.0554
Scenario (Time varying leak) : MA_EOBN
RUBY_FRA_Rev.B_v10_JAL_Bv08_c5\ProcessArea\021-01-01-L\021-01-01-L_MA\MA_EOBN
MA_EOBN
Weather: 7.7D
| Mass calculation |  |  | Tank or stagnation data |  |  | Orifice or pipe exit data (before atmospheric expansion)
Time [s] | Mass remaining [kg] | Mass flow rate [kg/s] | Discharge coefficient | Liquid height [m] | Pressure [bar] | Temperature [degC] | Pressure [bar] | Temperature [degC] | Velocity [m/s]
0 | 61034.8 | 241.029 | 0.6 | 0.45273 | 11.6133 | 40 | 1.0132 | 39.7371 | 60.1756
152 | 61034.8 | 241.029 | 0.6 | 0.45273 | 11.6133 | 40 | 1.0132 | 39.7371 | 60.1756
152.105 | 61009.5 | 241.022 | 0.6 | 0.4525 | 11.6126 | 39.9993 | 1.0132 | 39.7365 | 60.1738
152.215 | 60982.9 | 241.014 | 0.6 | 0.45226 | 11.612 | 39.9986 | 1.0132 | 39.7358 | 60.1719
152.331 | 60955 | 241.007 | 0.6 | 0.452 | 11.6113 | 39.9979 | 1.0132 | 39.735 | 60.1699
152.453 | 60925.7 | 240.999 | 0.6 | 0.45174 | 11.6106 | 39.9971 | 1.0132 | 39.7343 | 60.1679
152.58 | 60895 | 240.99 | 0.6 | 0.45146 | 11.6099 | 39.9963 | 1.0132 | 39.7335 | 60.1657
152.714 | 60862.7 | 240.981 | 0.6 | 0.45117 | 11.6091 | 39.9954 | 1.0132 | 39.7326 | 60.1634
152.855 | 60828.8 | 240.972 | 0.6 | 0.45086 | 11.6083 | 39.9945 | 1.0132 | 39.7318 | 60.161
153.003 | 60793.2 | 240.962 | 0.6 | 0.45054 | 11.6074 | 39.9936 | 1.0132 | 39.7308 | 60.1584
153.158 | 60755.8 | 240.952 | 0.6 | 0.4502 | 11.6065 | 39.9926 | 1.0132 | 39.7299 | 60.1558
153.321 | 60716.6 | 240.941 | 0.6 | 0.44984 | 11.6055 | 39.9915 | 1.0132 | 39.7288 | 60.153
153.492 | 60675.4 | 240.929 | 0.6 | 0.44947 | 11.6045 | 39.9904 | 1.0132 | 39.7278 | 60.1501
153.671 | 60632.1 | 240.917 | 0.6 | 0.44908 | 11.6035 | 39.9893 | 1.0132 | 39.7266 | 60.147
153.86 | 60586.7 | 240.905 | 0.6 | 0.44867 | 11.6024 | 39.9881 | 1.0132 | 39.7255 | 60.1438
154.058 | 60539 | 240.892 | 0.6 | 0.44823 | 11.6013 | 39.9868 | 1.0132 | 39.7242 | 60.1404
154.266 | 60488.9 | 240.878 | 0.6 | 0.44778 | 11.6 | 39.9855 | 1.0132 | 39.7229 | 60.1369
154.484 | 60436.4 | 240.863 | 0.6 | 0.44731 | 11.5988 | 39.9841 | 1.0132 | 39.7216 | 60.1331
154.713 | 60381.2 | 240.848 | 0.6 | 0.44681 | 11.5974 | 39.9826 | 1.0132 | 39.7201 | 60.1292
154.954 | 60323.2 | 240.832 | 0.6 | 0.44628 | 11.596 | 39.981 | 1.0132 | 39.7186 | 60.1251
155.207 | 60262.4 | 240.815 | 0.6 | 0.44573 | 11.5946 | 39.9794 | 1.0132 | 39.717 | 60.1208
155.472 | 60198.5 | 240.798 | 0.6 | 0.44515 | 11.593 | 39.9777 | 1.0132 | 39.7153 | 60.1163
155.751 | 60131.4 | 240.779 | 0.6 | 0.44454 | 11.5914 | 39.9759 | 1.0132 | 39.7136 | 60.1115
156.043 | 60061 | 240.76 | 0.6 | 0.4439 | 11.5897 | 39.974 | 1.0132 | 39.7117 | 60.1065
156.35 | 59987.1 | 240.739 | 0.6 | 0.44324 | 11.5879 | 39.972 | 1.0132 | 39.7098 | 60.1013
156.673 | 59909.5 | 240.718 | 0.6 | 0.44253 | 11.586 | 39.9699 | 1.0132 | 39.7078 | 60.0958
157.011 | 59828 | 240.695 | 0.6 | 0.44179 | 11.5841 | 39.9677 | 1.0132 | 39.7056 | 60.09
157.367 | 59742.4 | 240.672 | 0.6 | 0.44102 | 11.582 | 39.9654 | 1.0132 | 39.7034 | 60.084
157.74 | 59652.6 | 240.647 | 0.6 | 0.44021 | 11.5799 | 39.963 | 1.0132 | 39.701 | 60.0776
158.132 | 59558.3 | 240.621 | 0.6 | 0.43935 | 11.5776 | 39.9604 | 1.0132 | 39.6985 | 60.0709
158.544 | 59459.3 | 240.594 | 0.6 | 0.43845 | 11.5752 | 39.9577 | 1.0132 | 39.6959 | 60.0639
158.976 | 59355.3 | 240.565 | 0.6 | 0.43751 | 11.5727 | 39.9549 | 1.0132 | 39.6931 | 60.0566
159.43 | 59246.2 | 240.535 | 0.6 | 0.43652 | 11.5701 | 39.9519 | 1.0132 | 39.6902 | 60.0488
159.906 | 59131.6 | 240.504 | 0.6 | 0.43549 | 11.5673 | 39.9488 | 1.0132 | 39.6872 | 60.0407
160.407 | 59011.3 | 240.47 | 0.6 | 0.4344 | 11.5644 | 39.9455 | 1.0132 | 39.684 | 60.0322
160.932 | 58885 | 240.436 | 0.6 | 0.43325 | 11.5614 | 39.9421 | 1.0132 | 39.6806 | 60.0233
161.484 | 58752.4 | 240.399 | 0.6 | 0.43205 | 11.5582 | 39.9384 | 1.0132 | 39.677 | 60.0139
162.063 | 58613.1 | 240.361 | 0.6 | 0.43079 | 11.5548 | 39.9346 | 1.0132 | 39.6733 | 60.0041
162.671 | 58467 | 240.321 | 0.6 | 0.42947 | 11.5513 | 39.9306 | 1.0132 | 39.6694 | 59.9937
163.31 | 58313.5 | 240.278 | 0.6 | 0.42808 | 11.5476 | 39.9263 | 1.0132 | 39.6652 | 59.9829
163.98 | 58152.5 | 240.234 | 0.6 | 0.42662 | 11.5438 | 39.9219 | 1.0132 | 39.6609 | 59.9715
164.684 | 57983.3 | 240.188 | 0.6 | 0.42509 | 11.5397 | 39.9172 | 1.0132 | 39.6563 | 59.9596
165.423 | 57805.8 | 240.139 | 0.6 | 0.42348 | 11.5355 | 39.9122 | 1.0132 | 39.6515 | 59.9471
166.199 | 57619.4 | 240.088 | 0.6 | 0.42179 | 11.531 | 39.907 | 1.0132 | 39.6464 | 59.9339
167.014 | 57423.8 | 240.034 | 0.6 | 0.42002 | 11.5263 | 39.9016 | 1.0132 | 39.641 | 59.9201
167.87 | 57218.4 | 239.978 | 0.6 | 0.41816 | 11.5214 | 39.8958 | 1.0132 | 39.6354 | 59.9056
168.769 | 57002.8 | 239.919 | 0.6 | 0.41621 | 11.5162 | 39.8897 | 1.0132 | 39.6295 | 59.8904
169.712 | 56776.5 | 239.857 | 0.6 | 0.41416 | 11.5108 | 39.8833 | 1.0132 | 39.6232 | 59.8745
170.703 | 56539 | 239.792 | 0.6 | 0.41201 | 11.5052 | 39.8766 | 1.0132 | 39.6166 | 59.8577
171.743 | 56289.6 | 239.723 | 0.6 | 0.40975 | 11.4992 | 39.8695 | 1.0132 | 39.6097 | 59.8402
172.835 | 56027.8 | 239.652 | 0.6 | 0.40738 | 11.493 | 39.862 | 1.0132 | 39.6024 | 59.8218
173.982 | 55753 | 239.577 | 0.6 | 0.40489 | 11.4864 | 39.8541 | 1.0132 | 39.5947 | 59.8024
175.186 | 55464.6 | 239.498 | 0.6 | 0.40228 | 11.4796 | 39.8458 | 1.0132 | 39.5866 | 59.7822
176.45 | 55161.9 | 239.415 | 0.6 | 0.39954 | 11.4724 | 39.837 | 1.0132 | 39.578 | 59.7609
177.777 | 54844.1 | 239.328 | 0.6 | 0.39666 | 11.4648 | 39.8278 | 1.0132 | 39.5689 | 59.7386
179.171 | 54510.6 | 239.238 | 0.6 | 0.39364 | 11.4569 | 39.818 | 1.0132 | 39.5594 | 59.7152
180.635 | 54160.5 | 239.142 | 0.6 | 0.39047 | 11.4486 | 39.8077 | 1.0132 | 39.5493 | 59.6906
182.172 | 53793.1 | 239.042 | 0.6 | 0.38715 | 11.4399 | 39.7969 | 1.0132 | 39.5387 | 59.6649
183.785 | 53407.5 | 238.937 | 0.6 | 0.38366 | 11.4308 | 39.7854 | 1.0132 | 39.5275 | 59.6378
185.479 | 53002.7 | 238.827 | 0.6 | 0.37999 | 11.4212 | 39.7733 | 1.0132 | 39.5156 | 59.6095
187.258 | 52578 | 238.712 | 0.6 | 0.37615 | 11.4112 | 39.7605 | 1.0132 | 39.5031 | 59.5798
189.126 | 52132.2 | 238.591 | 0.6 | 0.37211 | 11.4007 | 39.7469 | 1.0132 | 39.4898 | 59.5486
191.088 | 51664.3 | 238.464 | 0.6 | 0.36788 | 11.3897 | 39.7326 | 1.0132 | 39.4758 | 59.5159
193.147 | 51173.4 | 238.331 | 0.6 | 0.36343 | 11.3782 | 39.7175 | 1.0132 | 39.461 | 59.4816
195.309 | 50658.2 | 238.192 | 0.6 | 0.35877 | 11.3661 | 39.7015 | 1.0132 | 39.4453 | 59.4457
197.58 | 50117.5 | 238.046 | 0.6 | 0.35388 | 11.3534 | 39.6845 | 1.0132 | 39.4287 | 59.408
199.964 | 49550.2 | 237.892 | 0.6 | 0.34874 | 11.3401 | 39.6665 | 1.0132 | 39.4111 | 59.3685
202.467 | 48954.9 | 237.732 | 0.6 | 0.34336 | 11.3262 | 39.6475 | 1.0132 | 39.3924 | 59.327
205.095 | 48330.3 | 237.564 | 0.6 | 0.3377 | 11.3117 | 39.6272 | 1.0132 | 39.3726 | 59.2836
207.855 | 47674.9 | 237.388 | 0.6 | 0.33177 | 11.2964 | 39.6058 | 1.0132 | 39.3516 | 59.2381
210.753 | 46987.3 | 237.203 | 0.6 | 0.32555 | 11.2805 | 39.583 | 1.0132 | 39.3292 | 59.1903
213.795 | 46265.8 | 237.009 | 0.6 | 0.31902 | 11.2637 | 39.5588 | 1.0132 | 39.3055 | 59.1403
216.99 | 45509 | 236.806 | 0.6 | 0.31218 | 11.2462 | 39.533 | 1.0132 | 39.2802 | 59.0878
220.345 | 44714.9 | 236.594 | 0.6 | 0.30499 | 11.2279 | 39.5056 | 1.0132 | 39.2532 | 59.0328
223.867 | 43882 | 236.371 | 0.6 | 0.29746 | 11.2087 | 39.4763 | 1.0132 | 39.2245 | 58.9752
227.565 | 43008.2 | 236.138 | 0.6 | 0.28956 | 11.1886 | 39.4451 | 1.0132 | 39.1939 | 58.9147
231.449 | 42091.7 | 235.894 | 0.6 | 0.28127 | 11.1676 | 39.4118 | 1.0132 | 39.1612 | 58.8514
235.526 | 41130.4 | 235.638 | 0.6 | 0.27258 | 11.1456 | 39.3762 | 1.0132 | 39.1262 | 58.785
239.807 | 40122.1 | 235.37 | 0.6 | 0.26346 | 11.1225 | 39.338 | 1.0132 | 39.0886 | 58.7155
244.303 | 39064.6 | 235.09 | 0.6 | 0.2539 | 11.0984 | 39.2971 | 1.0132 | 39.0484 | 58.6425
249.023 | 37955.7 | 234.796 | 0.6 | 0.24388 | 11.0732 | 39.2531 | 1.0132 | 39.0051 | 58.5661
253.979 | 36792.8 | 234.488 | 0.6 | 0.23336 | 11.0468 | 39.2058 | 1.0132 | 38.9585 | 58.4859
259.183 | 35573.3 | 234.166 | 0.6 | 0.22234 | 11.0192 | 39.1547 | 1.0132 | 38.9082 | 58.4019
264.647 | 34294.7 | 233.828 | 0.6 | 0.21079 | 10.9902 | 39.0995 | 1.0132 | 38.8539 | 58.3138
270.384 | 32954.2 | 233.475 | 0.6 | 0.19868 | 10.96 | 39.0397 | 1.0132 | 38.7949 | 58.2214
276.409 | 31548.8 | 233.105 | 0.6 | 0.18599 | 10.9283 | 38.9747 | 1.0132 | 38.7308 | 58.1244
282.734 | 30075.6 | 232.717 | 0.6 | 0.17269 | 10.8952 | 38.9037 | 1.0132 | 38.6608 | 58.0227
289.376 | 28531.3 | 232.311 | 0.6 | 0.15875 | 10.8605 | 38.826 | 1.0132 | 38.5841 | 57.916
296.35 | 26912.7 | 231.885 | 0.6 | 0.14414 | 10.8241 | 38.7407 | 1.0132 | 38.4998 | 57.8038
303.672 | 25216.3 | 231.439 | 0.6 | 0.12884 | 10.786 | 38.6464 | 1.0132 | 38.4066 | 57.6859
311.361 | 23438.7 | 230.972 | 0.6 | 0.11281 | 10.7461 | 38.5415 | 1.0132 | 38.303 | 57.5619
319.434 | 21576 | 230.481 | 0.6 | 0.096026 | 10.7042 | 38.4241 | 1.0132 | 38.1868 | 57.4313
327.91 | 19624.5 | 229.963 | 0.6 | 0.078447 | 10.66 | 38.2914 | 1.0132 | 38.0554 | 57.2931
336.811 | 17580.1 | 229.419 | 0.6 | 0.060043 | 10.6134 | 38.1398 | 1.0132 | 37.9052 | 57.1468
346.157 | 15438.8 | 228.844 | 0.6 | 0.040782 | 10.5642 | 37.965 | 1.0132 | 37.7319 | 56.9914
355.969 | 13196.1 | 228.236 | 0.6 | 0.020631 | 10.512 | 37.7594 | 1.0132 | 37.528 | 56.8257
365.573 | 11007.2 | 227.634 | 0.6 | 0.00098789 | 10.46 | 37.5295 | 1.0132 | 37.2998 | 56.6596
Scenario (Time varying leak) : MA_EXBN
RUBY_FRA_Rev.B_v10_JAL_Bv08_c5\ProcessArea\021-01-01-L\021-01-01-L_MA\MA_EXBN
MA_EXBN
Weather: 7.7D
| Mass calculation |  |  | Tank or stagnation data |  |  | Orifice or pipe exit data (before atmospheric expansion)
Time [s] | Mass remaining [kg] | Mass flow rate [kg/s] | Discharge coefficient | Liquid height [m] | Pressure [bar] | Temperature [degC] | Pressure [bar] | Temperature [degC] | Velocity [m/s]
0 | 61034.8 | 25.1304 | 0.6 | 0.45273 | 11.6133 | 40 | 1.0132 | 39.7371 | 60.1756
152 | 61034.8 | 25.1304 | 0.6 | 0.45273 | 11.6133 | 40 | 1.0132 | 39.7371 | 60.1756
152 | 169412 | 25.1449 | 0.6 | 0.63624 | 11.6133 | 40 | 1.0132 | 39.7368 | 60.2102
152.105 | 169409 | 25.1448 | 0.6 | 0.63623 | 11.6132 | 40 | 1.0132 | 39.7368 | 60.2101
152.215 | 169407 | 25.1448 | 0.6 | 0.63622 | 11.6132 | 39.9999 | 1.0132 | 39.7368 | 60.21
152.331 | 169404 | 25.1448 | 0.6 | 0.63621 | 11.6132 | 39.9999 | 1.0132 | 39.7367 | 60.21
152.453 | 169401 | 25.1447 | 0.6 | 0.63619 | 11.6132 | 39.9999 | 1.0132 | 39.7367 | 60.2099
152.58 | 169397 | 25.1447 | 0.6 | 0.63618 | 11.6131 | 39.9999 | 1.0132 | 39.7367 | 60.2098
152.714 | 169394 | 25.1447 | 0.6 | 0.63616 | 11.6131 | 39.9998 | 1.0132 | 39.7366 | 60.2097
152.855 | 169390 | 25.1446 | 0.6 | 0.63615 | 11.6131 | 39.9998 | 1.0132 | 39.7366 | 60.2096
153.003 | 169387 | 25.1446 | 0.6 | 0.63613 | 11.613 | 39.9998 | 1.0132 | 39.7366 | 60.2095
153.158 | 169383 | 25.1446 | 0.6 | 0.63611 | 11.613 | 39.9997 | 1.0132 | 39.7365 | 60.2094
153.321 | 169379 | 25.1445 | 0.6 | 0.63609 | 11.613 | 39.9997 | 1.0132 | 39.7365 | 60.2093
153.492 | 169374 | 25.1445 | 0.6 | 0.63607 | 11.6129 | 39.9996 | 1.0132 | 39.7365 | 60.2092
153.671 | 169370 | 25.1444 | 0.6 | 0.63605 | 11.6129 | 39.9996 | 1.0132 | 39.7364 | 60.2091
153.86 | 169365 | 25.1444 | 0.6 | 0.63603 | 11.6128 | 39.9996 | 1.0132 | 39.7364 | 60.209
154.058 | 169360 | 25.1443 | 0.6 | 0.63601 | 11.6128 | 39.9995 | 1.0132 | 39.7363 | 60.2088
154.266 | 169355 | 25.1443 | 0.6 | 0.63598 | 11.6128 | 39.9995 | 1.0132 | 39.7363 | 60.2087
154.484 | 169349 | 25.1442 | 0.6 | 0.63596 | 11.6127 | 39.9994 | 1.0132 | 39.7362 | 60.2086
154.713 | 169344 | 25.1441 | 0.6 | 0.63593 | 11.6127 | 39.9993 | 1.0132 | 39.7362 | 60.2084
154.954 | 169338 | 25.1441 | 0.6 | 0.6359 | 11.6126 | 39.9993 | 1.0132 | 39.7361 | 60.2083
155.207 | 169331 | 25.144 | 0.6 | 0.63587 | 11.6125 | 39.9992 | 1.0132 | 39.7361 | 60.2081
155.472 | 169325 | 25.1439 | 0.6 | 0.63584 | 11.6125 | 39.9992 | 1.0132 | 39.736 | 60.2079
155.751 | 169318 | 25.1439 | 0.6 | 0.63581 | 11.6124 | 39.9991 | 1.0132 | 39.7359 | 60.2077
156.043 | 169310 | 25.1438 | 0.6 | 0.63578 | 11.6124 | 39.999 | 1.0132 | 39.7359 | 60.2075
156.35 | 169303 | 25.1437 | 0.6 | 0.63574 | 11.6123 | 39.999 | 1.0132 | 39.7358 | 60.2073
156.673 | 169294 | 25.1436 | 0.6 | 0.6357 | 11.6122 | 39.9989 | 1.0132 | 39.7357 | 60.2071
157.011 | 169286 | 25.1435 | 0.6 | 0.63567 | 11.6122 | 39.9988 | 1.0132 | 39.7356 | 60.2069
157.367 | 169277 | 25.1434 | 0.6 | 0.63562 | 11.6121 | 39.9987 | 1.0132 | 39.7356 | 60.2067
157.74 | 169268 | 25.1433 | 0.6 | 0.63558 | 11.612 | 39.9986 | 1.0132 | 39.7355 | 60.2064
158.132 | 169258 | 25.1432 | 0.6 | 0.63554 | 11.6119 | 39.9985 | 1.0132 | 39.7354 | 60.2062
158.544 | 169247 | 25.1431 | 0.6 | 0.63549 | 11.6118 | 39.9984 | 1.0132 | 39.7353 | 60.2059
158.976 | 169237 | 25.143 | 0.6 | 0.63544 | 11.6117 | 39.9983 | 1.0132 | 39.7352 | 60.2056
159.43 | 169225 | 25.1429 | 0.6 | 0.63539 | 11.6116 | 39.9982 | 1.0132 | 39.7351 | 60.2053
159.906 | 169213 | 25.1428 | 0.6 | 0.63533 | 11.6115 | 39.9981 | 1.0132 | 39.735 | 60.205
160.407 | 169201 | 25.1426 | 0.6 | 0.63528 | 11.6114 | 39.998 | 1.0132 | 39.7348 | 60.2047
160.932 | 169187 | 25.1425 | 0.6 | 0.63521 | 11.6113 | 39.9978 | 1.0132 | 39.7347 | 60.2044
161.484 | 169174 | 25.1424 | 0.6 | 0.63515 | 11.6112 | 39.9977 | 1.0132 | 39.7346 | 60.204
162.063 | 169159 | 25.1422 | 0.6 | 0.63508 | 11.611 | 39.9976 | 1.0132 | 39.7344 | 60.2036
162.671 | 169144 | 25.142 | 0.6 | 0.63501 | 11.6109 | 39.9974 | 1.0132 | 39.7343 | 60.2032
163.31 | 169128 | 25.1419 | 0.6 | 0.63494 | 11.6108 | 39.9973 | 1.0132 | 39.7342 | 60.2028
163.98 | 169111 | 25.1417 | 0.6 | 0.63486 | 11.6106 | 39.9971 | 1.0132 | 39.734 | 60.2024
164.684 | 169093 | 25.1415 | 0.6 | 0.63478 | 11.6105 | 39.9969 | 1.0132 | 39.7338 | 60.2019
165.423 | 169074 | 25.1413 | 0.6 | 0.6347 | 11.6103 | 39.9968 | 1.0132 | 39.7337 | 60.2015
166.199 | 169055 | 25.1411 | 0.6 | 0.63461 | 11.6101 | 39.9966 | 1.0132 | 39.7335 | 60.201
167.014 | 169034 | 25.1409 | 0.6 | 0.63451 | 11.61 | 39.9964 | 1.0132 | 39.7333 | 60.2004
167.87 | 169013 | 25.1407 | 0.6 | 0.63441 | 11.6098 | 39.9962 | 1.0132 | 39.7331 | 60.1999
168.769 | 168990 | 25.1404 | 0.6 | 0.63431 | 11.6096 | 39.996 | 1.0132 | 39.7329 | 60.1993
169.712 | 168967 | 25.1402 | 0.6 | 0.6342 | 11.6094 | 39.9957 | 1.0132 | 39.7326 | 60.1987
170.703 | 168942 | 25.1399 | 0.6 | 0.63409 | 11.6091 | 39.9955 | 1.0132 | 39.7324 | 60.198
171.743 | 168916 | 25.1397 | 0.6 | 0.63397 | 11.6089 | 39.9952 | 1.0132 | 39.7322 | 60.1974
172.835 | 168888 | 25.1394 | 0.6 | 0.63384 | 11.6087 | 39.995 | 1.0132 | 39.7319 | 60.1966
173.982 | 168859 | 25.1391 | 0.6 | 0.63371 | 11.6084 | 39.9947 | 1.0132 | 39.7316 | 60.1959
175.186 | 168829 | 25.1387 | 0.6 | 0.63357 | 11.6082 | 39.9944 | 1.0132 | 39.7314 | 60.1951
176.45 | 168797 | 25.1384 | 0.6 | 0.63343 | 11.6079 | 39.9941 | 1.0132 | 39.7311 | 60.1943
177.777 | 168764 | 25.1381 | 0.6 | 0.63327 | 11.6076 | 39.9938 | 1.0132 | 39.7307 | 60.1934
179.171 | 168729 | 25.1377 | 0.6 | 0.63311 | 11.6073 | 39.9934 | 1.0132 | 39.7304 | 60.1925
180.635 | 168692 | 25.1373 | 0.6 | 0.63294 | 11.607 | 39.9931 | 1.0132 | 39.7301 | 60.1916
182.172 | 168653 | 25.1369 | 0.6 | 0.63277 | 11.6066 | 39.9927 | 1.0132 | 39.7297 | 60.1906
183.785 | 168613 | 25.1365 | 0.6 | 0.63258 | 11.6063 | 39.9923 | 1.0132 | 39.7293 | 60.1895
185.479 | 168570 | 25.136 | 0.6 | 0.63238 | 11.6059 | 39.9919 | 1.0132 | 39.7289 | 60.1884
187.258 | 168526 | 25.1356 | 0.6 | 0.63218 | 11.6055 | 39.9915 | 1.0132 | 39.7285 | 60.1873
189.126 | 168479 | 25.1351 | 0.6 | 0.63196 | 11.6051 | 39.991 | 1.0132 | 39.7281 | 60.1861
191.088 | 168429 | 25.1346 | 0.6 | 0.63174 | 11.6047 | 39.9906 | 1.0132 | 39.7276 | 60.1848
193.147 | 168378 | 25.134 | 0.6 | 0.6315 | 11.6042 | 39.9901 | 1.0132 | 39.7271 | 60.1835
195.309 | 168323 | 25.1334 | 0.6 | 0.63125 | 11.6038 | 39.9896 | 1.0132 | 39.7266 | 60.1821
197.58 | 168266 | 25.1329 | 0.6 | 0.63099 | 11.6033 | 39.989 | 1.0132 | 39.7261 | 60.1806
199.964 | 168206 | 25.1322 | 0.6 | 0.63072 | 11.6027 | 39.9884 | 1.0132 | 39.7255 | 60.1791
202.467 | 168143 | 25.1316 | 0.6 | 0.63043 | 11.6022 | 39.9878 | 1.0132 | 39.7249 | 60.1774
205.095 | 168077 | 25.1309 | 0.6 | 0.63012 | 11.6016 | 39.9872 | 1.0132 | 39.7243 | 60.1757
207.855 | 168008 | 25.1301 | 0.6 | 0.62981 | 11.601 | 39.9865 | 1.0132 | 39.7237 | 60.1739
210.753 | 167935 | 25.1294 | 0.6 | 0.62947 | 11.6004 | 39.9858 | 1.0132 | 39.723 | 60.1721
213.795 | 167859 | 25.1286 | 0.6 | 0.62912 | 11.5997 | 39.9851 | 1.0132 | 39.7223 | 60.1701
216.99 | 167779 | 25.1277 | 0.6 | 0.62875 | 11.599 | 39.9843 | 1.0132 | 39.7215 | 60.168
220.345 | 167694 | 25.1269 | 0.6 | 0.62837 | 11.5983 | 39.9835 | 1.0132 | 39.7207 | 60.1659
223.867 | 167606 | 25.1259 | 0.6 | 0.62796 | 11.5975 | 39.9827 | 1.0132 | 39.7199 | 60.1636
227.565 | 167513 | 25.125 | 0.6 | 0.62753 | 11.5967 | 39.9818 | 1.0132 | 39.719 | 60.1612
231.449 | 167415 | 25.1239 | 0.6 | 0.62709 | 11.5959 | 39.9808 | 1.0132 | 39.7181 | 60.1587
235.526 | 167313 | 25.1229 | 0.6 | 0.62662 | 11.595 | 39.9798 | 1.0132 | 39.7171 | 60.156
239.807 | 167206 | 25.1217 | 0.6 | 0.62613 | 11.594 | 39.9788 | 1.0132 | 39.7161 | 60.1533
244.303 | 167093 | 25.1206 | 0.6 | 0.62561 | 11.593 | 39.9777 | 1.0132 | 39.7151 | 60.1504
249.023 | 166974 | 25.1193 | 0.6 | 0.62506 | 11.592 | 39.9766 | 1.0132 | 39.7139 | 60.1473
253.979 | 166850 | 25.118 | 0.6 | 0.62449 | 11.5909 | 39.9753 | 1.0132 | 39.7128 | 60.1441
259.183 | 166719 | 25.1166 | 0.6 | 0.62389 | 11.5898 | 39.9741 | 1.0132 | 39.7115 | 60.1407
264.647 | 166582 | 25.1152 | 0.6 | 0.62326 | 11.5886 | 39.9727 | 1.0132 | 39.7102 | 60.1372
270.384 | 166438 | 25.1137 | 0.6 | 0.6226 | 11.5873 | 39.9714 | 1.0132 | 39.7089 | 60.1335
276.409 | 166286 | 25.1121 | 0.6 | 0.62191 | 11.586 | 39.9699 | 1.0132 | 39.7075 | 60.1296
282.734 | 166128 | 25.1105 | 0.6 | 0.62118 | 11.5847 | 39.9684 | 1.0132 | 39.706 | 60.1255
289.376 | 165961 | 25.1087 | 0.6 | 0.62042 | 11.5832 | 39.9667 | 1.0132 | 39.7044 | 60.1212
296.35 | 165786 | 25.1069 | 0.6 | 0.61962 | 11.5817 | 39.965 | 1.0132 | 39.7027 | 60.1167
303.672 | 165602 | 25.105 | 0.6 | 0.61877 | 11.5801 | 39.9632 | 1.0132 | 39.701 | 60.112
311.361 | 165409 | 25.103 | 0.6 | 0.61789 | 11.5784 | 39.9614 | 1.0132 | 39.6991 | 60.107
319.434 | 165207 | 25.1008 | 0.6 | 0.61696 | 11.5766 | 39.9594 | 1.0132 | 39.6972 | 60.1018
327.91 | 164994 | 25.0986 | 0.6 | 0.61598 | 11.5748 | 39.9573 | 1.0132 | 39.6952 | 60.0963
336.811 | 164771 | 25.0963 | 0.6 | 0.61496 | 11.5729 | 39.9551 | 1.0132 | 39.6931 | 60.0906
346.157 | 164536 | 25.0938 | 0.6 | 0.61388 | 11.5708 | 39.9528 | 1.0132 | 39.6908 | 60.0845
355.969 | 164290 | 25.0913 | 0.6 | 0.61276 | 11.5687 | 39.9504 | 1.0132 | 39.6885 | 60.0782
366.273 | 164031 | 25.0886 | 0.6 | 0.61157 | 11.5665 | 39.9479 | 1.0132 | 39.686 | 60.0716
377.091 | 163760 | 25.0857 | 0.6 | 0.61033 | 11.5641 | 39.9452 | 1.0132 | 39.6834 | 60.0646
388.451 | 163475 | 25.0828 | 0.6 | 0.60902 | 11.5616 | 39.9424 | 1.0132 | 39.6806 | 60.0572
400.379 | 163176 | 25.0796 | 0.6 | 0.60765 | 11.559 | 39.9394 | 1.0132 | 39.6777 | 60.0496
412.903 | 162862 | 25.0764 | 0.6 | 0.60621 | 11.5563 | 39.9363 | 1.0132 | 39.6747 | 60.0415
426.053 | 162532 | 25.0729 | 0.6 | 0.60469 | 11.5535 | 39.9331 | 1.0132 | 39.6715 | 60.033
439.86 | 162186 | 25.0693 | 0.6 | 0.60311 | 11.5505 | 39.9296 | 1.0132 | 39.6682 | 60.0241
454.358 | 161823 | 25.0655 | 0.6 | 0.60144 | 11.5473 | 39.926 | 1.0132 | 39.6646 | 60.0148
469.581 | 161441 | 25.0615 | 0.6 | 0.59969 | 11.544 | 39.9222 | 1.0132 | 39.6609 | 60.005
485.565 | 161041 | 25.0574 | 0.6 | 0.59786 | 11.5406 | 39.9182 | 1.0132 | 39.657 | 59.9947
502.349 | 160620 | 25.053 | 0.6 | 0.59593 | 11.5369 | 39.914 | 1.0132 | 39.6529 | 59.9839
519.971 | 160179 | 25.0484 | 0.6 | 0.5939 | 11.5331 | 39.9096 | 1.0132 | 39.6486 | 59.9726
538.474 | 159715 | 25.0436 | 0.6 | 0.59178 | 11.5291 | 39.9049 | 1.0132 | 39.644 | 59.9607
557.903 | 159229 | 25.0385 | 0.6 | 0.58955 | 11.5249 | 39.9 | 1.0132 | 39.6392 | 59.9482
578.303 | 158718 | 25.0332 | 0.6 | 0.58721 | 11.5205 | 39.8948 | 1.0132 | 39.6342 | 59.9351
599.724 | 158182 | 25.0276 | 0.6 | 0.58475 | 11.5159 | 39.8893 | 1.0132 | 39.6288 | 59.9214
622.215 | 157619 | 25.0218 | 0.6 | 0.58217 | 11.5111 | 39.8836 | 1.0132 | 39.6232 | 59.907
645.83 | 157028 | 25.0156 | 0.6 | 0.57946 | 11.506 | 39.8776 | 1.0132 | 39.6173 | 59.8918
670.627 | 156408 | 25.0092 | 0.6 | 0.57661 | 11.5006 | 39.8712 | 1.0132 | 39.6111 | 59.8759
696.663 | 155757 | 25.0024 | 0.6 | 0.57363 | 11.4951 | 39.8645 | 1.0132 | 39.6046 | 59.8593
724.002 | 155074 | 24.9954 | 0.6 | 0.5705 | 11.4892 | 39.8574 | 1.0132 | 39.5977 | 59.8418
752.707 | 154356 | 24.9879 | 0.6 | 0.56721 | 11.483 | 39.85 | 1.0132 | 39.5904 | 59.8235
782.847 | 153603 | 24.9801 | 0.6 | 0.56376 | 11.4766 | 39.8422 | 1.0132 | 39.5827 | 59.8042
814.494 | 152813 | 24.9719 | 0.6 | 0.56013 | 11.4698 | 39.8339 | 1.0132 | 39.5747 | 59.784
847.724 | 151983 | 24.9634 | 0.6 | 0.55633 | 11.4627 | 39.8252 | 1.0132 | 39.5661 | 59.7628
882.615 | 151112 | 24.9543 | 0.6 | 0.55234 | 11.4553 | 39.816 | 1.0132 | 39.5571 | 59.7406
919.251 | 150198 | 24.9449 | 0.6 | 0.54815 | 11.4475 | 39.8063 | 1.0132 | 39.5477 | 59.7173
957.718 | 149239 | 24.935 | 0.6 | 0.54375 | 11.4393 | 39.7961 | 1.0132 | 39.5377 | 59.6928
998.109 | 148232 | 24.9246 | 0.6 | 0.53913 | 11.4307 | 39.7853 | 1.0132 | 39.5271 | 59.6672
1040.52 | 147175 | 24.9137 | 0.6 | 0.53429 | 11.4217 | 39.7739 | 1.0132 | 39.5159 | 59.6403
1085.05 | 146066 | 24.9023 | 0.6 | 0.52921 | 11.4123 | 39.7618 | 1.0132 | 39.5042 | 59.612
1131.81 | 144902 | 24.8903 | 0.6 | 0.52387 | 11.4024 | 39.7491 | 1.0132 | 39.4917 | 59.5824
1180.9 | 143680 | 24.8777 | 0.6 | 0.51827 | 11.392 | 39.7356 | 1.0132 | 39.4785 | 59.5514
1232.45 | 142398 | 24.8646 | 0.6 | 0.5124 | 11.3812 | 39.7214 | 1.0132 | 39.4646 | 59.5188
1286.58 | 141052 | 24.8508 | 0.6 | 0.50623 | 11.3698 | 39.7064 | 1.0132 | 39.4499 | 59.4846
1343.42 | 139640 | 24.8363 | 0.6 | 0.49976 | 11.3579 | 39.6905 | 1.0132 | 39.4343 | 59.4488
1403.09 | 138159 | 24.8211 | 0.6 | 0.49297 | 11.3454 | 39.6736 | 1.0132 | 39.4178 | 59.4113
1465.75 | 136604 | 24.8052 | 0.6 | 0.48585 | 11.3323 | 39.6557 | 1.0132 | 39.4003 | 59.3719
1531.54 | 134972 | 24.7885 | 0.6 | 0.47837 | 11.3186 | 39.6368 | 1.0132 | 39.3818 | 59.3306
1600.63 | 133260 | 24.771 | 0.6 | 0.47053 | 11.3042 | 39.6168 | 1.0132 | 39.3621 | 59.2873
1673.16 | 131464 | 24.7527 | 0.6 | 0.4623 | 11.2892 | 39.5954 | 1.0132 | 39.3412 | 59.2419
1749.33 | 129580 | 24.7335 | 0.6 | 0.45366 | 11.2734 | 39.5728 | 1.0132 | 39.319 | 59.1943
1829.3 | 127603 | 24.7134 | 0.6 | 0.44461 | 11.2569 | 39.5488 | 1.0132 | 39.2954 | 59.1445
1913.27 | 125528 | 24.6923 | 0.6 | 0.43511 | 11.2396 | 39.5232 | 1.0132 | 39.2703 | 59.0922
2001.43 | 123352 | 24.6702 | 0.6 | 0.42514 | 11.2216 | 39.496 | 1.0132 | 39.2436 | 59.0374
2094.01 | 121069 | 24.6471 | 0.6 | 0.41469 | 11.2026 | 39.467 | 1.0132 | 39.2151 | 58.9799
2191.22 | 118674 | 24.6229 | 0.6 | 0.40372 | 11.1828 | 39.436 | 1.0132 | 39.1847 | 58.9197
2293.28 | 116163 | 24.5975 | 0.6 | 0.39222 | 11.1621 | 39.4029 | 1.0132 | 39.1523 | 58.8566
2400.45 | 113528 | 24.5709 | 0.6 | 0.38016 | 11.1403 | 39.3676 | 1.0132 | 39.1176 | 58.7904
2512.98 | 110764 | 24.543 | 0.6 | 0.36751 | 11.1176 | 39.3298 | 1.0132 | 39.0804 | 58.721
2631.13 | 107866 | 24.5139 | 0.6 | 0.35424 | 11.0938 | 39.2892 | 1.0132 | 39.0405 | 58.6484
2755.2 | 104827 | 24.4833 | 0.6 | 0.34033 | 11.0689 | 39.2456 | 1.0132 | 38.9976 | 58.5722
2885.46 | 101640 | 24.4513 | 0.6 | 0.32575 | 11.0429 | 39.1987 | 1.0132 | 38.9514 | 58.4922
3022.24 | 98297.6 | 24.4178 | 0.6 | 0.31045 | 11.0156 | 39.1482 | 1.0132 | 38.9016 | 58.4085
3165.85 | 94793.3 | 24.3827 | 0.6 | 0.29442 | 10.9871 | 39.0935 | 1.0132 | 38.8478 | 58.3206
3316.65 | 91119.2 | 24.3459 | 0.6 | 0.27762 | 10.9572 | 39.0343 | 1.0132 | 38.7894 | 58.2284
3474.99 | 87267.4 | 24.3074 | 0.6 | 0.26001 | 10.9259 | 38.9699 | 1.0132 | 38.726 | 58.1317
3600 | 84230.6 | 24.2771 | 0.6 | 0.24613 | 10.9013 | 38.9174 | 1.0132 | 38.6741 | 58.0554
Scenario (Time varying leak) : LA_EOBN
RUBY_FRA_Rev.B_v10_JAL_Bv08_c5\ProcessArea\021-01-01-L\021-01-01-L_LA\LA_EOBN
LA_EOBN
Weather: 7.7D
| Mass calculation |  |  | Tank or stagnation data |  |  | Orifice or pipe exit data (before atmospheric expansion)
Time [s] | Mass remaining [kg] | Mass flow rate [kg/s] | Discharge coefficient | Liquid height [m] | Pressure [bar] | Temperature [degC] | Pressure [bar] | Temperature [degC] | Velocity [m/s]
0 | 61034.8 | 433.878 | 0.6 | 0.45273 | 11.6133 | 40 | 1.0132 | 39.7371 | 60.1756
152 | 61034.8 | 433.878 | 0.6 | 0.45273 | 11.6133 | 40 | 1.0132 | 39.7371 | 60.1756
152.105 | 60989.2 | 433.855 | 0.6 | 0.45231 | 11.6121 | 39.9988 | 1.0132 | 39.7359 | 60.1724
152.215 | 60941.4 | 433.832 | 0.6 | 0.45188 | 11.611 | 39.9975 | 1.0132 | 39.7347 | 60.169
152.331 | 60891.2 | 433.807 | 0.6 | 0.45143 | 11.6098 | 39.9962 | 1.0132 | 39.7334 | 60.1654
152.453 | 60838.5 | 433.78 | 0.6 | 0.45095 | 11.6085 | 39.9948 | 1.0132 | 39.732 | 60.1617
152.58 | 60783.1 | 433.753 | 0.6 | 0.45045 | 11.6072 | 39.9933 | 1.0132 | 39.7306 | 60.1577
152.714 | 60725 | 433.724 | 0.6 | 0.44992 | 11.6057 | 39.9918 | 1.0132 | 39.7291 | 60.1536
152.855 | 60664 | 433.694 | 0.6 | 0.44937 | 11.6043 | 39.9901 | 1.0132 | 39.7275 | 60.1493
153.003 | 60599.9 | 433.662 | 0.6 | 0.44879 | 11.6027 | 39.9884 | 1.0132 | 39.7258 | 60.1447
153.158 | 60532.7 | 433.628 | 0.6 | 0.44818 | 11.6011 | 39.9866 | 1.0132 | 39.7241 | 60.14
153.321 | 60462.1 | 433.593 | 0.6 | 0.44754 | 11.5994 | 39.9847 | 1.0132 | 39.7222 | 60.135
153.492 | 60387.9 | 433.556 | 0.6 | 0.44687 | 11.5976 | 39.9828 | 1.0132 | 39.7203 | 60.1297
153.671 | 60310.1 | 433.518 | 0.6 | 0.44616 | 11.5957 | 39.9807 | 1.0132 | 39.7183 | 60.1242
153.86 | 60228.3 | 433.477 | 0.6 | 0.44542 | 11.5937 | 39.9785 | 1.0132 | 39.7161 | 60.1184
154.058 | 60142.6 | 433.434 | 0.6 | 0.44464 | 11.5917 | 39.9762 | 1.0132 | 39.7139 | 60.1123
154.266 | 60052.5 | 433.39 | 0.6 | 0.44383 | 11.5895 | 39.9738 | 1.0132 | 39.7115 | 60.1059
154.484 | 59957.9 | 433.343 | 0.6 | 0.44297 | 11.5872 | 39.9712 | 1.0132 | 39.709 | 60.0992
154.713 | 59858.6 | 433.293 | 0.6 | 0.44207 | 11.5848 | 39.9685 | 1.0132 | 39.7064 | 60.0922
154.954 | 59754.4 | 433.242 | 0.6 | 0.44113 | 11.5823 | 39.9658 | 1.0132 | 39.7037 | 60.0848
155.207 | 59645 | 433.187 | 0.6 | 0.44014 | 11.5797 | 39.9628 | 1.0132 | 39.7008 | 60.0771
155.472 | 59530.1 | 433.13 | 0.6 | 0.4391 | 11.5769 | 39.9597 | 1.0132 | 39.6978 | 60.069
155.751 | 59409.5 | 433.071 | 0.6 | 0.438 | 11.574 | 39.9565 | 1.0132 | 39.6946 | 60.0604
156.043 | 59282.9 | 433.008 | 0.6 | 0.43686 | 11.5709 | 39.953 | 1.0132 | 39.6913 | 60.0514
156.35 | 59149.9 | 432.942 | 0.6 | 0.43565 | 11.5677 | 39.9494 | 1.0132 | 39.6877 | 60.042
156.673 | 59010.4 | 432.873 | 0.6 | 0.43439 | 11.5644 | 39.9456 | 1.0132 | 39.684 | 60.0322
157.011 | 58863.9 | 432.8 | 0.6 | 0.43306 | 11.5609 | 39.9416 | 1.0132 | 39.6802 | 60.0218
157.367 | 58710.1 | 432.724 | 0.6 | 0.43167 | 11.5572 | 39.9374 | 1.0132 | 39.676 | 60.011
157.74 | 58548.5 | 432.644 | 0.6 | 0.43021 | 11.5533 | 39.933 | 1.0132 | 39.6717 | 59.9995
158.132 | 58379 | 432.56 | 0.6 | 0.42867 | 11.5492 | 39.9283 | 1.0132 | 39.6672 | 59.9876
158.544 | 58201.1 | 432.472 | 0.6 | 0.42706 | 11.545 | 39.9234 | 1.0132 | 39.6624 | 59.975
158.976 | 58014.3 | 432.38 | 0.6 | 0.42537 | 11.5405 | 39.9183 | 1.0132 | 39.6574 | 59.9618
159.43 | 57818.1 | 432.283 | 0.6 | 0.42359 | 11.5358 | 39.9128 | 1.0132 | 39.6521 | 59.948
159.906 | 57612.3 | 432.181 | 0.6 | 0.42173 | 11.5308 | 39.9072 | 1.0132 | 39.6465 | 59.9335
160.407 | 57396.2 | 432.074 | 0.6 | 0.41977 | 11.5257 | 39.9011 | 1.0132 | 39.6406 | 59.9182
160.932 | 57169.3 | 431.962 | 0.6 | 0.41772 | 11.5202 | 39.8948 | 1.0132 | 39.6344 | 59.9022
161.484 | 56931.1 | 431.845 | 0.6 | 0.41556 | 11.5145 | 39.8881 | 1.0132 | 39.6279 | 59.8854
162.063 | 56681.1 | 431.722 | 0.6 | 0.4133 | 11.5086 | 39.881 | 1.0132 | 39.621 | 59.8678
162.671 | 56418.6 | 431.592 | 0.6 | 0.41092 | 11.5023 | 39.8736 | 1.0132 | 39.6137 | 59.8494
163.31 | 56143.1 | 431.457 | 0.6 | 0.40842 | 11.4957 | 39.8658 | 1.0132 | 39.6061 | 59.83
163.98 | 55853.9 | 431.314 | 0.6 | 0.40581 | 11.4888 | 39.8575 | 1.0132 | 39.598 | 59.8096
164.684 | 55550.3 | 431.165 | 0.6 | 0.40306 | 11.4816 | 39.8487 | 1.0132 | 39.5894 | 59.7883
165.423 | 55231.6 | 431.008 | 0.6 | 0.40017 | 11.474 | 39.8395 | 1.0132 | 39.5804 | 59.7659
166.199 | 54897.2 | 430.844 | 0.6 | 0.39714 | 11.4661 | 39.8298 | 1.0132 | 39.5709 | 59.7424
167.014 | 54546.1 | 430.672 | 0.6 | 0.39397 | 11.4578 | 39.8195 | 1.0132 | 39.5609 | 59.7178
167.87 | 54177.7 | 430.491 | 0.6 | 0.39063 | 11.449 | 39.8087 | 1.0132 | 39.5503 | 59.6919
168.769 | 53791 | 430.301 | 0.6 | 0.38713 | 11.4399 | 39.7973 | 1.0132 | 39.5391 | 59.6648
169.712 | 53385.1 | 430.103 | 0.6 | 0.38345 | 11.4303 | 39.7852 | 1.0132 | 39.5273 | 59.6364
170.703 | 52959.1 | 429.894 | 0.6 | 0.3796 | 11.4202 | 39.7724 | 1.0132 | 39.5148 | 59.6065
171.743 | 52512.1 | 429.676 | 0.6 | 0.37555 | 11.4097 | 39.7589 | 1.0132 | 39.5016 | 59.5753
172.835 | 52043 | 429.447 | 0.6 | 0.3713 | 11.3986 | 39.7446 | 1.0132 | 39.4876 | 59.5425
173.982 | 51550.6 | 429.206 | 0.6 | 0.36685 | 11.387 | 39.7296 | 1.0132 | 39.4728 | 59.5081
175.186 | 51034 | 428.955 | 0.6 | 0.36217 | 11.3749 | 39.7136 | 1.0132 | 39.4572 | 59.472
176.45 | 50491.8 | 428.691 | 0.6 | 0.35726 | 11.3622 | 39.6967 | 1.0132 | 39.4406 | 59.4342
177.777 | 49922.9 | 428.414 | 0.6 | 0.35212 | 11.3489 | 39.6787 | 1.0132 | 39.4231 | 59.3945
179.171 | 49326 | 428.124 | 0.6 | 0.34671 | 11.3349 | 39.6598 | 1.0132 | 39.4045 | 59.3529
180.635 | 48699.6 | 427.82 | 0.6 | 0.34104 | 11.3203 | 39.6396 | 1.0132 | 39.3847 | 59.3094
182.172 | 48042.4 | 427.502 | 0.6 | 0.3351 | 11.305 | 39.6182 | 1.0132 | 39.3638 | 59.2637
183.785 | 47352.9 | 427.168 | 0.6 | 0.32886 | 11.289 | 39.5955 | 1.0132 | 39.3415 | 59.2158
185.479 | 46629.4 | 426.818 | 0.6 | 0.32231 | 11.2722 | 39.5714 | 1.0132 | 39.3178 | 59.1655
187.258 | 45870.4 | 426.452 | 0.6 | 0.31545 | 11.2546 | 39.5457 | 1.0132 | 39.2927 | 59.1129
189.126 | 45074.2 | 426.068 | 0.6 | 0.30824 | 11.2362 | 39.5184 | 1.0132 | 39.2658 | 59.0577
191.088 | 44238.9 | 425.666 | 0.6 | 0.30069 | 11.2169 | 39.4893 | 1.0132 | 39.2372 | 58.9999
193.147 | 43362.8 | 425.245 | 0.6 | 0.29276 | 11.1968 | 39.4582 | 1.0132 | 39.2067 | 58.9393
195.309 | 42443.7 | 424.804 | 0.6 | 0.28445 | 11.1757 | 39.425 | 1.0132 | 39.1741 | 58.8758
197.58 | 41479.7 | 424.342 | 0.6 | 0.27573 | 11.1536 | 39.3895 | 1.0132 | 39.1393 | 58.8092
199.964 | 40468.7 | 423.858 | 0.6 | 0.26659 | 11.1304 | 39.3515 | 1.0132 | 39.1019 | 58.7394
202.467 | 39408.3 | 423.351 | 0.6 | 0.25701 | 11.1063 | 39.3108 | 1.0132 | 39.0618 | 58.6663
205.095 | 38296.3 | 422.821 | 0.6 | 0.24695 | 11.0809 | 39.267 | 1.0132 | 39.0188 | 58.5896
207.855 | 37130.2 | 422.265 | 0.6 | 0.23641 | 11.0544 | 39.2198 | 1.0132 | 38.9724 | 58.5092
210.753 | 35907.4 | 421.683 | 0.6 | 0.22536 | 11.0267 | 39.169 | 1.0132 | 38.9223 | 58.4249
213.795 | 34625.3 | 421.074 | 0.6 | 0.21378 | 10.9977 | 39.1141 | 1.0132 | 38.8682 | 58.3366
216.99 | 33281.1 | 420.436 | 0.6 | 0.20164 | 10.9674 | 39.0546 | 1.0132 | 38.8096 | 58.2439
220.345 | 31871.8 | 419.768 | 0.6 | 0.18891 | 10.9356 | 38.9898 | 1.0132 | 38.7457 | 58.1468
223.867 | 30394.6 | 419.068 | 0.6 | 0.17557 | 10.9023 | 38.9193 | 1.0132 | 38.6762 | 58.0448
227.565 | 28846.1 | 418.334 | 0.6 | 0.16159 | 10.8675 | 38.8421 | 1.0132 | 38.6 | 57.9378
231.449 | 27223 | 417.566 | 0.6 | 0.14694 | 10.8311 | 38.7573 | 1.0132 | 38.5162 | 57.8254
235.526 | 25522.1 | 416.761 | 0.6 | 0.1316 | 10.7929 | 38.6636 | 1.0132 | 38.4236 | 57.7072
239.807 | 23739.6 | 415.917 | 0.6 | 0.11553 | 10.7528 | 38.5595 | 1.0132 | 38.3207 | 57.5829
244.303 | 21871.9 | 415.031 | 0.6 | 0.098692 | 10.7108 | 38.443 | 1.0132 | 38.2055 | 57.4521
249.023 | 19915.1 | 414.1 | 0.6 | 0.081064 | 10.6666 | 38.3117 | 1.0132 | 38.0755 | 57.3139
253.979 | 17865.1 | 413.121 | 0.6 | 0.062608 | 10.6201 | 38.1622 | 1.0132 | 37.9274 | 57.1679
259.183 | 15717.9 | 412.087 | 0.6 | 0.043293 | 10.571 | 37.9891 | 1.0132 | 37.7558 | 57.0129
264.647 | 13469.2 | 410.986 | 0.6 | 0.023085 | 10.5184 | 37.7846 | 1.0132 | 37.553 | 56.8461
270.384 | 11114.6 | 409.818 | 0.6 | 0.001952 | 10.4625 | 37.5397 | 1.0132 | 37.3099 | 56.6676
270.647 | 11007.1 | 409.764 | 0.6 | 0.00098788 | 10.4599 | 37.5277 | 1.0132 | 37.2979 | 56.6593
Scenario (Time varying leak) : LA_EXBN
RUBY_FRA_Rev.B_v10_JAL_Bv08_c5\ProcessArea\021-01-01-L\021-01-01-L_LA\LA_EXBN
LA_EXBN
Weather: 7.7D
| Mass calculation |  |  | Tank or stagnation data |  |  | Orifice or pipe exit data (before atmospheric expansion)
Time [s] | Mass remaining [kg] | Mass flow rate [kg/s] | Discharge coefficient | Liquid height [m] | Pressure [bar] | Temperature [degC] | Pressure [bar] | Temperature [degC] | Velocity [m/s]
0 | 61034.8 | 433.878 | 0.6 | 0.45273 | 11.6133 | 40 | 1.0132 | 39.7371 | 60.1756
152 | 61034.8 | 433.878 | 0.6 | 0.45273 | 11.6133 | 40 | 1.0132 | 39.7371 | 60.1756
152 | 169412 | 434.128 | 0.6 | 0.63624 | 11.6133 | 40 | 1.0132 | 39.7368 | 60.2102
152.105 | 169366 | 434.119 | 0.6 | 0.63604 | 11.6129 | 39.9996 | 1.0132 | 39.7364 | 60.209
152.215 | 169319 | 434.111 | 0.6 | 0.63582 | 11.6124 | 39.9991 | 1.0132 | 39.7359 | 60.2078
152.331 | 169268 | 434.102 | 0.6 | 0.63558 | 11.612 | 39.9986 | 1.0132 | 39.7355 | 60.2065
152.453 | 169215 | 434.092 | 0.6 | 0.63534 | 11.6115 | 39.9981 | 1.0132 | 39.735 | 60.2051
152.58 | 169160 | 434.082 | 0.6 | 0.63509 | 11.6111 | 39.9976 | 1.0132 | 39.7345 | 60.2037
152.714 | 169102 | 434.071 | 0.6 | 0.63482 | 11.6105 | 39.997 | 1.0132 | 39.7339 | 60.2022
152.855 | 169041 | 434.06 | 0.6 | 0.63454 | 11.61 | 39.9964 | 1.0132 | 39.7333 | 60.2006
153.003 | 168977 | 434.049 | 0.6 | 0.63425 | 11.6095 | 39.9958 | 1.0132 | 39.7327 | 60.1989
153.158 | 168909 | 434.037 | 0.6 | 0.63394 | 11.6089 | 39.9952 | 1.0132 | 39.7321 | 60.1972
153.321 | 168839 | 434.024 | 0.6 | 0.63362 | 11.6082 | 39.9945 | 1.0132 | 39.7315 | 60.1954
153.492 | 168764 | 434.01 | 0.6 | 0.63328 | 11.6076 | 39.9938 | 1.0132 | 39.7308 | 60.1935
153.671 | 168687 | 433.996 | 0.6 | 0.63292 | 11.6069 | 39.993 | 1.0132 | 39.73 | 60.1914
153.86 | 168605 | 433.981 | 0.6 | 0.63254 | 11.6062 | 39.9923 | 1.0132 | 39.7293 | 60.1893
154.058 | 168519 | 433.966 | 0.6 | 0.63215 | 11.6055 | 39.9914 | 1.0132 | 39.7285 | 60.1871
154.266 | 168429 | 433.95 | 0.6 | 0.63173 | 11.6047 | 39.9906 | 1.0132 | 39.7276 | 60.1848
154.484 | 168334 | 433.932 | 0.6 | 0.6313 | 11.6038 | 39.9897 | 1.0132 | 39.7267 | 60.1824
154.713 | 168234 | 433.914 | 0.6 | 0.63084 | 11.603 | 39.9887 | 1.0132 | 39.7258 | 60.1798
154.954 | 168130 | 433.896 | 0.6 | 0.63036 | 11.6021 | 39.9877 | 1.0132 | 39.7248 | 60.1771
155.207 | 168020 | 433.876 | 0.6 | 0.62986 | 11.6011 | 39.9866 | 1.0132 | 39.7238 | 60.1743
155.472 | 167905 | 433.855 | 0.6 | 0.62933 | 11.6001 | 39.9855 | 1.0132 | 39.7227 | 60.1713
155.751 | 167785 | 433.833 | 0.6 | 0.62878 | 11.5991 | 39.9844 | 1.0132 | 39.7216 | 60.1682
156.043 | 167658 | 433.81 | 0.6 | 0.6282 | 11.598 | 39.9831 | 1.0132 | 39.7204 | 60.1649
156.35 | 167525 | 433.786 | 0.6 | 0.62759 | 11.5968 | 39.9819 | 1.0132 | 39.7191 | 60.1615
156.673 | 167385 | 433.761 | 0.6 | 0.62695 | 11.5956 | 39.9805 | 1.0132 | 39.7178 | 60.1579
157.011 | 167238 | 433.734 | 0.6 | 0.62627 | 11.5943 | 39.9791 | 1.0132 | 39.7164 | 60.1541
157.367 | 167084 | 433.706 | 0.6 | 0.62557 | 11.593 | 39.9776 | 1.0132 | 39.715 | 60.1501
157.74 | 166922 | 433.677 | 0.6 | 0.62482 | 11.5916 | 39.9761 | 1.0132 | 39.7135 | 60.146
158.132 | 166752 | 433.646 | 0.6 | 0.62404 | 11.5901 | 39.9744 | 1.0132 | 39.7119 | 60.1416
158.544 | 166573 | 433.614 | 0.6 | 0.62323 | 11.5885 | 39.9727 | 1.0132 | 39.7102 | 60.137
158.976 | 166386 | 433.58 | 0.6 | 0.62237 | 11.5869 | 39.9709 | 1.0132 | 39.7084 | 60.1321
159.43 | 166189 | 433.545 | 0.6 | 0.62147 | 11.5852 | 39.969 | 1.0132 | 39.7065 | 60.1271
159.906 | 165983 | 433.508 | 0.6 | 0.62052 | 11.5834 | 39.967 | 1.0132 | 39.7046 | 60.1218
160.407 | 165766 | 433.468 | 0.6 | 0.61952 | 11.5815 | 39.9649 | 1.0132 | 39.7025 | 60.1162
160.932 | 165538 | 433.427 | 0.6 | 0.61848 | 11.5795 | 39.9626 | 1.0132 | 39.7004 | 60.1103
161.484 | 165299 | 433.384 | 0.6 | 0.61738 | 11.5775 | 39.9603 | 1.0132 | 39.6981 | 60.1042
162.063 | 165048 | 433.339 | 0.6 | 0.61623 | 11.5753 | 39.9578 | 1.0132 | 39.6957 | 60.0977
162.671 | 164785 | 433.291 | 0.6 | 0.61503 | 11.573 | 39.9553 | 1.0132 | 39.6932 | 60.0909
163.31 | 164509 | 433.242 | 0.6 | 0.61376 | 11.5706 | 39.9526 | 1.0132 | 39.6906 | 60.0838
163.98 | 164218 | 433.189 | 0.6 | 0.61243 | 11.5681 | 39.9497 | 1.0132 | 39.6878 | 60.0764
164.684 | 163913 | 433.134 | 0.6 | 0.61103 | 11.5654 | 39.9467 | 1.0132 | 39.6849 | 60.0685
165.423 | 163593 | 433.077 | 0.6 | 0.60956 | 11.5627 | 39.9436 | 1.0132 | 39.6818 | 60.0603
166.199 | 163257 | 433.016 | 0.6 | 0.60802 | 11.5597 | 39.9403 | 1.0132 | 39.6785 | 60.0516
167.014 | 162904 | 432.952 | 0.6 | 0.6064 | 11.5567 | 39.9368 | 1.0132 | 39.6751 | 60.0426
167.87 | 162534 | 432.886 | 0.6 | 0.6047 | 11.5535 | 39.9331 | 1.0132 | 39.6716 | 60.0331
168.769 | 162145 | 432.816 | 0.6 | 0.60292 | 11.5501 | 39.9293 | 1.0132 | 39.6678 | 60.0231
169.712 | 161737 | 432.742 | 0.6 | 0.60105 | 11.5466 | 39.9252 | 1.0132 | 39.6638 | 60.0126
170.703 | 161308 | 432.665 | 0.6 | 0.59908 | 11.5429 | 39.9209 | 1.0132 | 39.6597 | 60.0016
171.743 | 160858 | 432.584 | 0.6 | 0.59702 | 11.539 | 39.9164 | 1.0132 | 39.6553 | 59.99
172.835 | 160386 | 432.499 | 0.6 | 0.59485 | 11.5349 | 39.9117 | 1.0132 | 39.6506 | 59.9779
173.982 | 159890 | 432.41 | 0.6 | 0.59258 | 11.5306 | 39.9067 | 1.0132 | 39.6458 | 59.9652
175.186 | 159369 | 432.317 | 0.6 | 0.59019 | 11.5261 | 39.9014 | 1.0132 | 39.6406 | 59.9518
176.45 | 158823 | 432.219 | 0.6 | 0.58769 | 11.5214 | 39.8959 | 1.0132 | 39.6352 | 59.9378
177.777 | 158249 | 432.116 | 0.6 | 0.58506 | 11.5165 | 39.8901 | 1.0132 | 39.6295 | 59.9231
179.171 | 157647 | 432.008 | 0.6 | 0.5823 | 11.5113 | 39.8839 | 1.0132 | 39.6235 | 59.9077
180.635 | 157015 | 431.894 | 0.6 | 0.5794 | 11.5059 | 39.8775 | 1.0132 | 39.6172 | 59.8915
182.172 | 156351 | 431.775 | 0.6 | 0.57635 | 11.5002 | 39.8707 | 1.0132 | 39.6106 | 59.8745
183.785 | 155654 | 431.65 | 0.6 | 0.57316 | 11.4942 | 39.8635 | 1.0132 | 39.6036 | 59.8567
185.479 | 154923 | 431.52 | 0.6 | 0.56981 | 11.4879 | 39.8559 | 1.0132 | 39.5962 | 59.838
187.258 | 154156 | 431.382 | 0.6 | 0.56629 | 11.4813 | 39.848 | 1.0132 | 39.5884 | 59.8183
189.126 | 153350 | 431.238 | 0.6 | 0.5626 | 11.4744 | 39.8396 | 1.0132 | 39.5802 | 59.7977
191.088 | 152504 | 431.087 | 0.6 | 0.55872 | 11.4672 | 39.8307 | 1.0132 | 39.5715 | 59.7761
193.147 | 151617 | 430.928 | 0.6 | 0.55465 | 11.4596 | 39.8214 | 1.0132 | 39.5624 | 59.7535
195.309 | 150685 | 430.762 | 0.6 | 0.55038 | 11.4516 | 39.8115 | 1.0132 | 39.5528 | 59.7297
197.58 | 149707 | 430.588 | 0.6 | 0.5459 | 11.4433 | 39.8011 | 1.0132 | 39.5426 | 59.7048
199.964 | 148681 | 430.405 | 0.6 | 0.54119 | 11.4345 | 39.7901 | 1.0132 | 39.5319 | 59.6786
202.467 | 147604 | 430.213 | 0.6 | 0.53626 | 11.4254 | 39.7785 | 1.0132 | 39.5205 | 59.6512
205.095 | 146473 | 430.012 | 0.6 | 0.53107 | 11.4157 | 39.7663 | 1.0132 | 39.5085 | 59.6224
207.855 | 145287 | 429.801 | 0.6 | 0.52564 | 11.4057 | 39.7534 | 1.0132 | 39.4959 | 59.5922
210.753 | 144042 | 429.58 | 0.6 | 0.51993 | 11.3951 | 39.7397 | 1.0132 | 39.4825 | 59.5606
213.795 | 142735 | 429.348 | 0.6 | 0.51394 | 11.384 | 39.7252 | 1.0132 | 39.4683 | 59.5274
216.99 | 141364 | 429.105 | 0.6 | 0.50766 | 11.3724 | 39.7099 | 1.0132 | 39.4534 | 59.4925
220.345 | 139925 | 428.85 | 0.6 | 0.50106 | 11.3603 | 39.6937 | 1.0132 | 39.4375 | 59.456
223.867 | 138415 | 428.583 | 0.6 | 0.49414 | 11.3475 | 39.6766 | 1.0132 | 39.4207 | 59.4178
227.565 | 136830 | 428.303 | 0.6 | 0.48688 | 11.3342 | 39.6584 | 1.0132 | 39.4029 | 59.3776
231.449 | 135167 | 428.009 | 0.6 | 0.47926 | 11.3202 | 39.6391 | 1.0132 | 39.384 | 59.3355
235.526 | 133423 | 427.702 | 0.6 | 0.47127 | 11.3056 | 39.6187 | 1.0132 | 39.364 | 59.2914
239.807 | 131592 | 427.379 | 0.6 | 0.46288 | 11.2902 | 39.597 | 1.0132 | 39.3428 | 59.2452
244.303 | 129672 | 427.042 | 0.6 | 0.45409 | 11.2742 | 39.574 | 1.0132 | 39.3202 | 59.1967
249.023 | 127657 | 426.688 | 0.6 | 0.44486 | 11.2574 | 39.5495 | 1.0132 | 39.2961 | 59.1458
253.979 | 125543 | 426.317 | 0.6 | 0.43517 | 11.2398 | 39.5234 | 1.0132 | 39.2706 | 59.0926
259.183 | 123325 | 425.928 | 0.6 | 0.42502 | 11.2213 | 39.4957 | 1.0132 | 39.2434 | 59.0367
264.647 | 120999 | 425.521 | 0.6 | 0.41436 | 11.202 | 39.4661 | 1.0132 | 39.2143 | 58.9782
270.384 | 118559 | 425.095 | 0.6 | 0.40319 | 11.1818 | 39.4346 | 1.0132 | 39.1834 | 58.9168
276.409 | 115999 | 424.648 | 0.6 | 0.39147 | 11.1607 | 39.4009 | 1.0132 | 39.1502 | 58.8525
282.734 | 113315 | 424.181 | 0.6 | 0.37918 | 11.1386 | 39.3648 | 1.0132 | 39.1148 | 58.7851
289.376 | 110499 | 423.691 | 0.6 | 0.36629 | 11.1154 | 39.3262 | 1.0132 | 39.0769 | 58.7144
296.35 | 107546 | 423.178 | 0.6 | 0.35277 | 11.0912 | 39.2848 | 1.0132 | 39.0361 | 58.6403
303.672 | 104449 | 422.641 | 0.6 | 0.3386 | 11.0658 | 39.2403 | 1.0132 | 38.9924 | 58.5627
311.361 | 101202 | 422.078 | 0.6 | 0.32374 | 11.0393 | 39.1924 | 1.0132 | 38.9452 | 58.4814
319.434 | 97796.8 | 421.489 | 0.6 | 0.30816 | 11.0115 | 39.1407 | 1.0132 | 38.8943 | 58.396
327.91 | 94226.5 | 420.872 | 0.6 | 0.29183 | 10.9825 | 39.0848 | 1.0132 | 38.8392 | 58.3065
336.811 | 90483.4 | 420.225 | 0.6 | 0.27471 | 10.9521 | 39.0242 | 1.0132 | 38.7795 | 58.2126
346.157 | 86559.3 | 419.548 | 0.6 | 0.25677 | 10.9202 | 38.9582 | 1.0132 | 38.7145 | 58.1141
355.969 | 82445.9 | 418.838 | 0.6 | 0.23797 | 10.8869 | 38.8863 | 1.0132 | 38.6434 | 58.0107
366.273 | 78134.2 | 418.095 | 0.6 | 0.21826 | 10.852 | 38.8073 | 1.0132 | 38.5655 | 57.9021
377.091 | 73615.3 | 417.315 | 0.6 | 0.19762 | 10.8154 | 38.7207 | 1.0132 | 38.48 | 57.788
388.451 | 68879.5 | 416.498 | 0.6 | 0.17599 | 10.777 | 38.6249 | 1.0132 | 38.3853 | 57.6681
400.379 | 63916.8 | 415.642 | 0.6 | 0.15333 | 10.7368 | 38.5182 | 1.0132 | 38.2798 | 57.5419
412.903 | 58717 | 414.743 | 0.6 | 0.12961 | 10.6946 | 38.3986 | 1.0132 | 38.1614 | 57.4091
426.053 | 53269.4 | 413.796 | 0.6 | 0.10477 | 10.6502 | 38.2633 | 1.0132 | 38.0275 | 57.2685
439.86 | 47562.7 | 412.801 | 0.6 | 0.07876 | 10.6034 | 38.1084 | 1.0132 | 37.874 | 57.1199
454.358 | 41585.6 | 411.75 | 0.6 | 0.051544 | 10.5539 | 37.9292 | 1.0132 | 37.6964 | 56.9619
469.581 | 35326 | 410.639 | 0.6 | 0.023073 | 10.5015 | 37.718 | 1.0132 | 37.4869 | 56.7936
481.218 | 30552.9 | 409.769 | 0.6 | 0.0013884 | 10.4602 | 37.5337 | 1.0132 | 37.3039 | 56.6605