## Sheet1
Audit Number: 160883
Date: 3/25/2020 Time: 2:33 PM
TV Discharge Report
Workspace: RUBY_FRA_Rev.B_v06_shk
Study: Offloading
Equipment Item: 021-02-L
RUBY_FRA_Rev.B_v06_shk\Offloading\021-02-L
Material | 131-01-L 13
East | -5.6 | m
North | -5.8 | m
Scenario (Time varying leak) : SM_EOBN
RUBY_FRA_Rev.B_v06_shk\Offloading\021-02-L\021-02-L_SM\SM_EOBN
SM_EOBN
Weather: 7.7D
| Mass calculation |  |  | Tank or stagnation data |  |  | Orifice or pipe exit data (before atmospheric expansion)
Time [s] | Mass remaining [kg] | Mass flow rate [kg/s] | Discharge coefficient | Liquid height [m] | Pressure [bar] | Temperature [degC] | Pressure [bar] | Temperature [degC] | Velocity [m/s]
0 | 12358.4 | 0.97279 | 0.6 | 0.73214 | 11.6133 | 40 | 1.0132 | 39.7367 | 60.2283
152 | 12358.4 | 0.97279 | 0.6 | 0.73214 | 11.6133 | 40 | 1.0132 | 39.7367 | 60.2283
152.105 | 12358.3 | 0.97279 | 0.6 | 0.73214 | 11.6132 | 40 | 1.0132 | 39.7367 | 60.2283
152.215 | 12358.2 | 0.97278 | 0.6 | 0.73213 | 11.6132 | 40 | 1.0132 | 39.7367 | 60.2282
152.331 | 12358.1 | 0.97278 | 0.6 | 0.73213 | 11.6132 | 40 | 1.0132 | 39.7367 | 60.2282
152.453 | 12358 | 0.97278 | 0.6 | 0.73212 | 11.6132 | 39.9999 | 1.0132 | 39.7367 | 60.2281
152.58 | 12357.8 | 0.97278 | 0.6 | 0.73212 | 11.6132 | 39.9999 | 1.0132 | 39.7366 | 60.2281
152.714 | 12357.7 | 0.97278 | 0.6 | 0.73211 | 11.6131 | 39.9999 | 1.0132 | 39.7366 | 60.228
152.855 | 12357.6 | 0.97278 | 0.6 | 0.7321 | 11.6131 | 39.9999 | 1.0132 | 39.7366 | 60.228
153.003 | 12357.4 | 0.97278 | 0.6 | 0.7321 | 11.6131 | 39.9999 | 1.0132 | 39.7366 | 60.2279
153.158 | 12357.3 | 0.97278 | 0.6 | 0.73209 | 11.6131 | 39.9999 | 1.0132 | 39.7366 | 60.2278
153.321 | 12357.1 | 0.97278 | 0.6 | 0.73208 | 11.6131 | 39.9998 | 1.0132 | 39.7366 | 60.2278
153.492 | 12356.9 | 0.97278 | 0.6 | 0.73207 | 11.613 | 39.9998 | 1.0132 | 39.7365 | 60.2277
153.671 | 12356.8 | 0.97277 | 0.6 | 0.73206 | 11.613 | 39.9998 | 1.0132 | 39.7365 | 60.2276
153.86 | 12356.6 | 0.97277 | 0.6 | 0.73206 | 11.613 | 39.9998 | 1.0132 | 39.7365 | 60.2275
154.058 | 12356.4 | 0.97277 | 0.6 | 0.73205 | 11.6129 | 39.9998 | 1.0132 | 39.7365 | 60.2274
154.266 | 12356.2 | 0.97277 | 0.6 | 0.73204 | 11.6129 | 39.9997 | 1.0132 | 39.7364 | 60.2274
154.484 | 12356 | 0.97277 | 0.6 | 0.73203 | 11.6129 | 39.9997 | 1.0132 | 39.7364 | 60.2273
154.713 | 12355.8 | 0.97277 | 0.6 | 0.73202 | 11.6128 | 39.9997 | 1.0132 | 39.7364 | 60.2272
154.954 | 12355.5 | 0.97277 | 0.6 | 0.73201 | 11.6128 | 39.9996 | 1.0132 | 39.7364 | 60.2271
155.207 | 12355.3 | 0.97276 | 0.6 | 0.73199 | 11.6128 | 39.9996 | 1.0132 | 39.7363 | 60.2269
155.472 | 12355 | 0.97276 | 0.6 | 0.73198 | 11.6127 | 39.9996 | 1.0132 | 39.7363 | 60.2268
155.751 | 12354.7 | 0.97276 | 0.6 | 0.73197 | 11.6127 | 39.9996 | 1.0132 | 39.7363 | 60.2267
156.043 | 12354.5 | 0.97276 | 0.6 | 0.73196 | 11.6127 | 39.9995 | 1.0132 | 39.7362 | 60.2266
156.35 | 12354.2 | 0.97276 | 0.6 | 0.73194 | 11.6126 | 39.9995 | 1.0132 | 39.7362 | 60.2265
156.673 | 12353.8 | 0.97275 | 0.6 | 0.73193 | 11.6126 | 39.9994 | 1.0132 | 39.7362 | 60.2263
157.011 | 12353.5 | 0.97275 | 0.6 | 0.73191 | 11.6125 | 39.9994 | 1.0132 | 39.7361 | 60.2262
157.367 | 12353.2 | 0.97275 | 0.6 | 0.73189 | 11.6125 | 39.9994 | 1.0132 | 39.7361 | 60.226
157.74 | 12352.8 | 0.97275 | 0.6 | 0.73188 | 11.6124 | 39.9993 | 1.0132 | 39.736 | 60.2259
158.132 | 12352.4 | 0.97274 | 0.6 | 0.73186 | 11.6123 | 39.9993 | 1.0132 | 39.736 | 60.2257
158.544 | 12352 | 0.97274 | 0.6 | 0.73184 | 11.6123 | 39.9992 | 1.0132 | 39.736 | 60.2255
158.976 | 12351.6 | 0.97274 | 0.6 | 0.73182 | 11.6122 | 39.9992 | 1.0132 | 39.7359 | 60.2253
159.43 | 12351.2 | 0.97274 | 0.6 | 0.7318 | 11.6121 | 39.9991 | 1.0132 | 39.7359 | 60.2251
159.906 | 12350.7 | 0.97273 | 0.6 | 0.73177 | 11.6121 | 39.9991 | 1.0132 | 39.7358 | 60.2249
160.407 | 12350.2 | 0.97273 | 0.6 | 0.73175 | 11.612 | 39.999 | 1.0132 | 39.7357 | 60.2247
160.932 | 12349.7 | 0.97272 | 0.6 | 0.73173 | 11.6119 | 39.9989 | 1.0132 | 39.7357 | 60.2245
161.484 | 12349.2 | 0.97272 | 0.6 | 0.7317 | 11.6118 | 39.9989 | 1.0132 | 39.7356 | 60.2242
162.063 | 12348.6 | 0.97272 | 0.6 | 0.73167 | 11.6118 | 39.9988 | 1.0132 | 39.7356 | 60.224
162.671 | 12348 | 0.97271 | 0.6 | 0.73165 | 11.6117 | 39.9987 | 1.0132 | 39.7355 | 60.2237
163.31 | 12347.4 | 0.97271 | 0.6 | 0.73162 | 11.6116 | 39.9987 | 1.0132 | 39.7354 | 60.2235
163.98 | 12346.7 | 0.9727 | 0.6 | 0.73159 | 11.6115 | 39.9986 | 1.0132 | 39.7353 | 60.2232
164.684 | 12346.1 | 0.9727 | 0.6 | 0.73155 | 11.6114 | 39.9985 | 1.0132 | 39.7353 | 60.2229
165.423 | 12345.3 | 0.97269 | 0.6 | 0.73152 | 11.6113 | 39.9984 | 1.0132 | 39.7352 | 60.2225
166.199 | 12344.6 | 0.97269 | 0.6 | 0.73148 | 11.6111 | 39.9983 | 1.0132 | 39.7351 | 60.2222
167.014 | 12343.8 | 0.97268 | 0.6 | 0.73145 | 11.611 | 39.9982 | 1.0132 | 39.735 | 60.2219
167.87 | 12343 | 0.97268 | 0.6 | 0.7314 | 11.6109 | 39.9981 | 1.0132 | 39.7349 | 60.2215
168.769 | 12342.1 | 0.97267 | 0.6 | 0.73136 | 11.6108 | 39.998 | 1.0132 | 39.7348 | 60.2211
169.712 | 12341.2 | 0.97267 | 0.6 | 0.73132 | 11.6106 | 39.9979 | 1.0132 | 39.7347 | 60.2207
170.703 | 12340.2 | 0.97266 | 0.6 | 0.73127 | 11.6105 | 39.9978 | 1.0132 | 39.7346 | 60.2203
171.743 | 12339.2 | 0.97265 | 0.6 | 0.73123 | 11.6103 | 39.9977 | 1.0132 | 39.7344 | 60.2198
172.835 | 12338.1 | 0.97264 | 0.6 | 0.73117 | 11.6102 | 39.9975 | 1.0132 | 39.7343 | 60.2194
173.982 | 12337 | 0.97264 | 0.6 | 0.73112 | 11.61 | 39.9974 | 1.0132 | 39.7342 | 60.2189
175.186 | 12335.8 | 0.97263 | 0.6 | 0.73106 | 11.6098 | 39.9973 | 1.0132 | 39.734 | 60.2183
176.45 | 12334.6 | 0.97262 | 0.6 | 0.73101 | 11.6096 | 39.9971 | 1.0132 | 39.7339 | 60.2178
177.777 | 12333.3 | 0.97261 | 0.6 | 0.73094 | 11.6094 | 39.9969 | 1.0132 | 39.7338 | 60.2172
179.171 | 12332 | 0.9726 | 0.6 | 0.73088 | 11.6092 | 39.9968 | 1.0132 | 39.7336 | 60.2166
180.635 | 12330.5 | 0.97259 | 0.6 | 0.73081 | 11.609 | 39.9966 | 1.0132 | 39.7334 | 60.216
182.172 | 12329 | 0.97258 | 0.6 | 0.73074 | 11.6088 | 39.9964 | 1.0132 | 39.7332 | 60.2153
183.785 | 12327.5 | 0.97257 | 0.6 | 0.73066 | 11.6085 | 39.9962 | 1.0132 | 39.7331 | 60.2146
185.479 | 12325.8 | 0.97256 | 0.6 | 0.73059 | 11.6083 | 39.996 | 1.0132 | 39.7329 | 60.2139
187.258 | 12324.1 | 0.97255 | 0.6 | 0.7305 | 11.608 | 39.9958 | 1.0132 | 39.7327 | 60.2131
189.126 | 12322.3 | 0.97253 | 0.6 | 0.73042 | 11.6078 | 39.9956 | 1.0132 | 39.7324 | 60.2123
191.088 | 12320.4 | 0.97252 | 0.6 | 0.73032 | 11.6075 | 39.9954 | 1.0132 | 39.7322 | 60.2115
193.147 | 12318.4 | 0.9725 | 0.6 | 0.73023 | 11.6072 | 39.9951 | 1.0132 | 39.732 | 60.2106
195.309 | 12316.3 | 0.97249 | 0.6 | 0.73013 | 11.6068 | 39.9949 | 1.0132 | 39.7317 | 60.2097
197.58 | 12314.1 | 0.97247 | 0.6 | 0.73002 | 11.6065 | 39.9946 | 1.0132 | 39.7315 | 60.2087
199.964 | 12311.7 | 0.97246 | 0.6 | 0.72991 | 11.6061 | 39.9943 | 1.0132 | 39.7312 | 60.2077
202.467 | 12309.3 | 0.97244 | 0.6 | 0.72979 | 11.6058 | 39.994 | 1.0132 | 39.7309 | 60.2066
205.095 | 12306.8 | 0.97242 | 0.6 | 0.72967 | 11.6054 | 39.9937 | 1.0132 | 39.7306 | 60.2055
207.855 | 12304.1 | 0.9724 | 0.6 | 0.72954 | 11.605 | 39.9934 | 1.0132 | 39.7303 | 60.2043
210.753 | 12301.3 | 0.97239 | 0.6 | 0.72941 | 11.6046 | 39.993 | 1.0132 | 39.73 | 60.203
213.795 | 12298.3 | 0.97237 | 0.6 | 0.72927 | 11.6041 | 39.9927 | 1.0132 | 39.7296 | 60.2017
216.99 | 12295.2 | 0.97234 | 0.6 | 0.72912 | 11.6036 | 39.9923 | 1.0132 | 39.7293 | 60.2004
220.345 | 12291.9 | 0.97232 | 0.6 | 0.72896 | 11.6031 | 39.9919 | 1.0132 | 39.7289 | 60.1989
223.867 | 12288.5 | 0.9723 | 0.6 | 0.7288 | 11.6026 | 39.9915 | 1.0132 | 39.7285 | 60.1974
227.565 | 12284.9 | 0.97227 | 0.6 | 0.72863 | 11.6021 | 39.991 | 1.0132 | 39.728 | 60.1958
231.449 | 12281.1 | 0.97225 | 0.6 | 0.72845 | 11.6015 | 39.9906 | 1.0132 | 39.7276 | 60.1941
235.526 | 12277.2 | 0.97222 | 0.6 | 0.72825 | 11.6009 | 39.9901 | 1.0132 | 39.7271 | 60.1924
239.807 | 12273 | 0.97219 | 0.6 | 0.72806 | 11.6003 | 39.9896 | 1.0132 | 39.7266 | 60.1905
244.303 | 12268.6 | 0.97216 | 0.6 | 0.72785 | 11.5996 | 39.989 | 1.0132 | 39.7261 | 60.1886
249.023 | 12264.1 | 0.97213 | 0.6 | 0.72763 | 11.5989 | 39.9885 | 1.0132 | 39.7256 | 60.1866
253.979 | 12259.2 | 0.97209 | 0.6 | 0.7274 | 11.5982 | 39.9879 | 1.0132 | 39.725 | 60.1844
259.183 | 12254.2 | 0.97206 | 0.6 | 0.72715 | 11.5974 | 39.9873 | 1.0132 | 39.7244 | 60.1822
264.647 | 12248.9 | 0.97202 | 0.6 | 0.7269 | 11.5966 | 39.9866 | 1.0132 | 39.7238 | 60.1799
270.384 | 12243.3 | 0.97198 | 0.6 | 0.72663 | 11.5957 | 39.9859 | 1.0132 | 39.7231 | 60.1774
276.409 | 12237.4 | 0.97194 | 0.6 | 0.72635 | 11.5949 | 39.9852 | 1.0132 | 39.7224 | 60.1748
282.734 | 12231.3 | 0.9719 | 0.6 | 0.72606 | 11.5939 | 39.9845 | 1.0132 | 39.7217 | 60.1721
289.376 | 12224.9 | 0.97185 | 0.6 | 0.72575 | 11.5929 | 39.9837 | 1.0132 | 39.7209 | 60.1693
296.35 | 12218.1 | 0.9718 | 0.6 | 0.72542 | 11.5919 | 39.9829 | 1.0132 | 39.7201 | 60.1663
303.672 | 12211 | 0.97175 | 0.6 | 0.72508 | 11.5908 | 39.982 | 1.0132 | 39.7193 | 60.1631
311.361 | 12203.5 | 0.9717 | 0.6 | 0.72472 | 11.5897 | 39.9811 | 1.0132 | 39.7184 | 60.1598
319.434 | 12195.7 | 0.97165 | 0.6 | 0.72435 | 11.5885 | 39.9801 | 1.0132 | 39.7175 | 60.1564
327.91 | 12187.4 | 0.97159 | 0.6 | 0.72395 | 11.5873 | 39.9791 | 1.0132 | 39.7165 | 60.1527
336.811 | 12178.8 | 0.97153 | 0.6 | 0.72353 | 11.586 | 39.9781 | 1.0132 | 39.7155 | 60.1489
346.157 | 12169.7 | 0.97147 | 0.6 | 0.7231 | 11.5846 | 39.9769 | 1.0132 | 39.7144 | 60.1449
355.969 | 12160.2 | 0.9714 | 0.6 | 0.72264 | 11.5831 | 39.9758 | 1.0132 | 39.7133 | 60.1407
366.273 | 12150.2 | 0.97133 | 0.6 | 0.72216 | 11.5816 | 39.9745 | 1.0132 | 39.7121 | 60.1362
377.091 | 12139.7 | 0.97125 | 0.6 | 0.72165 | 11.58 | 39.9732 | 1.0132 | 39.7108 | 60.1316
388.451 | 12128.6 | 0.97118 | 0.6 | 0.72112 | 11.5784 | 39.9719 | 1.0132 | 39.7095 | 60.1267
400.379 | 12117.1 | 0.9711 | 0.6 | 0.72057 | 11.5766 | 39.9705 | 1.0132 | 39.7081 | 60.1216
412.903 | 12104.9 | 0.97101 | 0.6 | 0.71998 | 11.5748 | 39.969 | 1.0132 | 39.7067 | 60.1163
426.053 | 12092.1 | 0.97092 | 0.6 | 0.71937 | 11.5728 | 39.9674 | 1.0132 | 39.7052 | 60.1107
439.86 | 12078.7 | 0.97083 | 0.6 | 0.71872 | 11.5708 | 39.9657 | 1.0132 | 39.7036 | 60.1047
454.358 | 12064.7 | 0.97073 | 0.6 | 0.71804 | 11.5687 | 39.964 | 1.0132 | 39.7019 | 60.0985
469.581 | 12049.9 | 0.97063 | 0.6 | 0.71733 | 11.5664 | 39.9621 | 1.0132 | 39.7001 | 60.092
485.565 | 12034.4 | 0.97052 | 0.6 | 0.71658 | 11.5641 | 39.9602 | 1.0132 | 39.6982 | 60.0852
502.349 | 12018.1 | 0.97041 | 0.6 | 0.7158 | 11.5616 | 39.9582 | 1.0132 | 39.6963 | 60.078
519.971 | 12001 | 0.97029 | 0.6 | 0.71497 | 11.5591 | 39.9561 | 1.0132 | 39.6942 | 60.0705
538.474 | 11983.1 | 0.97016 | 0.6 | 0.71411 | 11.5563 | 39.9539 | 1.0132 | 39.6921 | 60.0626
557.903 | 11964.2 | 0.97003 | 0.6 | 0.7132 | 11.5535 | 39.9515 | 1.0132 | 39.6898 | 60.0543
578.303 | 11944.4 | 0.96989 | 0.6 | 0.71224 | 11.5505 | 39.949 | 1.0132 | 39.6874 | 60.0456
599.724 | 11923.7 | 0.96975 | 0.6 | 0.71124 | 11.5474 | 39.9464 | 1.0132 | 39.6849 | 60.0364
622.215 | 11901.9 | 0.9696 | 0.6 | 0.71018 | 11.5441 | 39.9437 | 1.0132 | 39.6822 | 60.0268
645.83 | 11879 | 0.96944 | 0.6 | 0.70908 | 11.5406 | 39.9408 | 1.0132 | 39.6795 | 60.0167
670.627 | 11854.9 | 0.96927 | 0.6 | 0.70791 | 11.537 | 39.9378 | 1.0132 | 39.6765 | 60.0062
696.663 | 11829.7 | 0.9691 | 0.6 | 0.70669 | 11.5332 | 39.9346 | 1.0132 | 39.6734 | 59.9951
724.002 | 11803.2 | 0.96891 | 0.6 | 0.7054 | 11.5292 | 39.9313 | 1.0132 | 39.6702 | 59.9834
752.707 | 11775.4 | 0.96872 | 0.6 | 0.70405 | 11.5251 | 39.9278 | 1.0132 | 39.6668 | 59.9712
782.847 | 11746.2 | 0.96852 | 0.6 | 0.70264 | 11.5207 | 39.924 | 1.0132 | 39.6632 | 59.9584
814.494 | 11715.6 | 0.9683 | 0.6 | 0.70115 | 11.5161 | 39.9201 | 1.0132 | 39.6594 | 59.945
847.724 | 11683.4 | 0.96808 | 0.6 | 0.69958 | 11.5113 | 39.916 | 1.0132 | 39.6554 | 59.9308
882.615 | 11649.6 | 0.96784 | 0.6 | 0.69794 | 11.5062 | 39.9117 | 1.0132 | 39.6513 | 59.916
919.251 | 11614.2 | 0.9676 | 0.6 | 0.69621 | 11.5009 | 39.9072 | 1.0132 | 39.6469 | 59.9005
957.718 | 11577 | 0.96734 | 0.6 | 0.69439 | 11.4953 | 39.9024 | 1.0132 | 39.6422 | 59.8842
998.109 | 11537.9 | 0.96707 | 0.6 | 0.69249 | 11.4895 | 39.8974 | 1.0132 | 39.6373 | 59.8671
1040.52 | 11496.9 | 0.96679 | 0.6 | 0.69048 | 11.4834 | 39.892 | 1.0132 | 39.6322 | 59.8491
1085.05 | 11453.8 | 0.96649 | 0.6 | 0.68837 | 11.4769 | 39.8865 | 1.0132 | 39.6268 | 59.8303
1131.81 | 11408.7 | 0.96618 | 0.6 | 0.68616 | 11.4702 | 39.8806 | 1.0132 | 39.6211 | 59.8106
1180.9 | 11361.2 | 0.96585 | 0.6 | 0.68383 | 11.4631 | 39.8744 | 1.0132 | 39.6151 | 59.7898
1232.45 | 11311.5 | 0.96551 | 0.6 | 0.68138 | 11.4557 | 39.8679 | 1.0132 | 39.6087 | 59.7681
1286.58 | 11259.2 | 0.96515 | 0.6 | 0.67881 | 11.448 | 39.861 | 1.0132 | 39.6021 | 59.7453
1343.42 | 11204.4 | 0.96477 | 0.6 | 0.67611 | 11.4398 | 39.8537 | 1.0132 | 39.595 | 59.7214
1403.09 | 11146.8 | 0.96437 | 0.6 | 0.67327 | 11.4313 | 39.8461 | 1.0132 | 39.5876 | 59.6963
1465.75 | 11086.4 | 0.96396 | 0.6 | 0.67028 | 11.4224 | 39.838 | 1.0132 | 39.5798 | 59.67
1531.54 | 11023 | 0.96352 | 0.6 | 0.66714 | 11.413 | 39.8296 | 1.0132 | 39.5716 | 59.6425
1600.63 | 10956.4 | 0.96306 | 0.6 | 0.66384 | 11.4032 | 39.8206 | 1.0132 | 39.5629 | 59.6135
1673.16 | 10886.6 | 0.96259 | 0.6 | 0.66036 | 11.3929 | 39.8111 | 1.0132 | 39.5537 | 59.5832
1749.33 | 10813.3 | 0.96208 | 0.6 | 0.65671 | 11.3821 | 39.8012 | 1.0132 | 39.544 | 59.5514
1829.3 | 10736.4 | 0.96156 | 0.6 | 0.65287 | 11.3708 | 39.7907 | 1.0132 | 39.5338 | 59.5181
1913.27 | 10655.7 | 0.96101 | 0.6 | 0.64882 | 11.359 | 39.7795 | 1.0132 | 39.523 | 59.4832
2001.43 | 10570.9 | 0.96043 | 0.6 | 0.64457 | 11.3466 | 39.7678 | 1.0132 | 39.5116 | 59.4465
2094.01 | 10482.1 | 0.95982 | 0.6 | 0.6401 | 11.3336 | 39.7554 | 1.0132 | 39.4995 | 59.4081
2191.22 | 10388.8 | 0.95919 | 0.6 | 0.63539 | 11.32 | 39.7423 | 1.0132 | 39.4868 | 59.3679
2293.28 | 10290.9 | 0.95852 | 0.6 | 0.63043 | 11.3057 | 39.7284 | 1.0132 | 39.4733 | 59.3257
2400.45 | 10188.2 | 0.95783 | 0.6 | 0.62521 | 11.2908 | 39.7137 | 1.0132 | 39.459 | 59.2816
2512.98 | 10080.5 | 0.9571 | 0.6 | 0.61972 | 11.2752 | 39.6982 | 1.0132 | 39.4439 | 59.2353
2631.13 | 9967.44 | 0.95633 | 0.6 | 0.61394 | 11.2589 | 39.6818 | 1.0132 | 39.4279 | 59.1867
2755.2 | 9848.84 | 0.95553 | 0.6 | 0.60784 | 11.2418 | 39.6643 | 1.0132 | 39.4109 | 59.1359
2885.46 | 9724.42 | 0.95469 | 0.6 | 0.60143 | 11.2239 | 39.6459 | 1.0132 | 39.393 | 59.0826
3022.24 | 9593.89 | 0.95381 | 0.6 | 0.59466 | 11.2052 | 39.6263 | 1.0132 | 39.3739 | 59.0269
3165.85 | 9456.97 | 0.95289 | 0.6 | 0.58754 | 11.1856 | 39.6055 | 1.0132 | 39.3536 | 58.9684
3316.65 | 9313.35 | 0.95193 | 0.6 | 0.58002 | 11.1652 | 39.5833 | 1.0132 | 39.332 | 58.9073
3474.99 | 9162.7 | 0.95092 | 0.6 | 0.57209 | 11.1437 | 39.5598 | 1.0132 | 39.3091 | 58.8432
3600 | 9043.87 | 0.95013 | 0.6 | 0.56581 | 11.1269 | 39.5411 | 1.0132 | 39.2908 | 58.7927
Scenario (Time varying leak) : SM_EXBN
RUBY_FRA_Rev.B_v06_shk\Offloading\021-02-L\021-02-L_SM\SM_EXBN
SM_EXBN
Weather: 7.7D
| Mass calculation |  |  | Tank or stagnation data |  |  | Orifice or pipe exit data (before atmospheric expansion)
Time [s] | Mass remaining [kg] | Mass flow rate [kg/s] | Discharge coefficient | Liquid height [m] | Pressure [bar] | Temperature [degC] | Pressure [bar] | Temperature [degC] | Velocity [m/s]
0 | 12358.4 | 0.97279 | 0.6 | 0.73214 | 11.6133 | 40 | 1.0132 | 39.7367 | 60.2283
152 | 12358.4 | 0.97279 | 0.6 | 0.73214 | 11.6133 | 40 | 1.0132 | 39.7367 | 60.2283
152 | 80197.5 | 0.97471 | 0.6 | 1.3656 | 11.6133 | 40 | 1.0132 | 39.7357 | 60.3475
152.105 | 80197.4 | 0.97471 | 0.6 | 1.3656 | 11.6132 | 40 | 1.0132 | 39.7357 | 60.3475
152.215 | 80197.3 | 0.97471 | 0.6 | 1.3656 | 11.6132 | 40 | 1.0132 | 39.7357 | 60.3475
152.331 | 80197.1 | 0.97471 | 0.6 | 1.3656 | 11.6132 | 40 | 1.0132 | 39.7357 | 60.3474
152.453 | 80197 | 0.97471 | 0.6 | 1.3656 | 11.6132 | 40 | 1.0132 | 39.7357 | 60.3474
152.58 | 80196.9 | 0.97471 | 0.6 | 1.3656 | 11.6132 | 40 | 1.0132 | 39.7357 | 60.3474
152.714 | 80196.8 | 0.97471 | 0.6 | 1.3656 | 11.6132 | 40 | 1.0132 | 39.7357 | 60.3474
152.855 | 80196.6 | 0.97471 | 0.6 | 1.3656 | 11.6132 | 40 | 1.0132 | 39.7357 | 60.3474
153.003 | 80196.5 | 0.97471 | 0.6 | 1.3656 | 11.6132 | 40 | 1.0132 | 39.7357 | 60.3474
153.158 | 80196.3 | 0.97471 | 0.6 | 1.3656 | 11.6132 | 40 | 1.0132 | 39.7357 | 60.3474
153.321 | 80196.2 | 0.97471 | 0.6 | 1.3656 | 11.6132 | 40 | 1.0132 | 39.7357 | 60.3474
153.492 | 80196 | 0.97471 | 0.6 | 1.3656 | 11.6132 | 40 | 1.0132 | 39.7357 | 60.3474
153.671 | 80195.8 | 0.97471 | 0.6 | 1.3656 | 11.6132 | 40 | 1.0132 | 39.7356 | 60.3474
153.86 | 80195.6 | 0.97471 | 0.6 | 1.3656 | 11.6132 | 40 | 1.0132 | 39.7356 | 60.3473
154.058 | 80195.5 | 0.97471 | 0.6 | 1.3656 | 11.6132 | 40 | 1.0132 | 39.7356 | 60.3473
154.266 | 80195.3 | 0.97471 | 0.6 | 1.3656 | 11.6132 | 40 | 1.0132 | 39.7356 | 60.3473
154.484 | 80195 | 0.97471 | 0.6 | 1.3656 | 11.6132 | 40 | 1.0132 | 39.7356 | 60.3473
154.713 | 80194.8 | 0.97471 | 0.6 | 1.3656 | 11.6132 | 40 | 1.0132 | 39.7356 | 60.3473
154.954 | 80194.6 | 0.97471 | 0.6 | 1.3656 | 11.6132 | 39.9999 | 1.0132 | 39.7356 | 60.3473
155.207 | 80194.3 | 0.97471 | 0.6 | 1.3656 | 11.6132 | 39.9999 | 1.0132 | 39.7356 | 60.3473
155.472 | 80194.1 | 0.97471 | 0.6 | 1.3656 | 11.6132 | 39.9999 | 1.0132 | 39.7356 | 60.3472
155.751 | 80193.8 | 0.97471 | 0.6 | 1.3656 | 11.6132 | 39.9999 | 1.0132 | 39.7356 | 60.3472
156.043 | 80193.5 | 0.97471 | 0.6 | 1.3656 | 11.6132 | 39.9999 | 1.0132 | 39.7356 | 60.3472
156.35 | 80193.2 | 0.97471 | 0.6 | 1.3656 | 11.6132 | 39.9999 | 1.0132 | 39.7356 | 60.3472
156.673 | 80192.9 | 0.97471 | 0.6 | 1.3656 | 11.6131 | 39.9999 | 1.0132 | 39.7356 | 60.3472
157.011 | 80192.6 | 0.97471 | 0.6 | 1.3656 | 11.6131 | 39.9999 | 1.0132 | 39.7356 | 60.3471
157.367 | 80192.2 | 0.97471 | 0.6 | 1.3656 | 11.6131 | 39.9999 | 1.0132 | 39.7356 | 60.3471
157.74 | 80191.9 | 0.97471 | 0.6 | 1.3655 | 11.6131 | 39.9999 | 1.0132 | 39.7356 | 60.3471
158.132 | 80191.5 | 0.97471 | 0.6 | 1.3655 | 11.6131 | 39.9999 | 1.0132 | 39.7356 | 60.3471
158.544 | 80191.1 | 0.9747 | 0.6 | 1.3655 | 11.6131 | 39.9999 | 1.0132 | 39.7356 | 60.347
158.976 | 80190.7 | 0.9747 | 0.6 | 1.3655 | 11.6131 | 39.9999 | 1.0132 | 39.7356 | 60.347
159.43 | 80190.2 | 0.9747 | 0.6 | 1.3655 | 11.6131 | 39.9999 | 1.0132 | 39.7355 | 60.347
159.906 | 80189.8 | 0.9747 | 0.6 | 1.3655 | 11.6131 | 39.9999 | 1.0132 | 39.7355 | 60.3469
160.407 | 80189.3 | 0.9747 | 0.6 | 1.3655 | 11.6131 | 39.9998 | 1.0132 | 39.7355 | 60.3469
160.932 | 80188.8 | 0.9747 | 0.6 | 1.3655 | 11.613 | 39.9998 | 1.0132 | 39.7355 | 60.3469
161.484 | 80188.2 | 0.9747 | 0.6 | 1.3655 | 11.613 | 39.9998 | 1.0132 | 39.7355 | 60.3468
162.063 | 80187.7 | 0.9747 | 0.6 | 1.3655 | 11.613 | 39.9998 | 1.0132 | 39.7355 | 60.3468
162.671 | 80187.1 | 0.9747 | 0.6 | 1.3655 | 11.613 | 39.9998 | 1.0132 | 39.7355 | 60.3467
163.31 | 80186.4 | 0.9747 | 0.6 | 1.3655 | 11.613 | 39.9998 | 1.0132 | 39.7355 | 60.3467
163.98 | 80185.8 | 0.9747 | 0.6 | 1.3655 | 11.613 | 39.9998 | 1.0132 | 39.7355 | 60.3467
164.684 | 80185.1 | 0.9747 | 0.6 | 1.3655 | 11.613 | 39.9998 | 1.0132 | 39.7355 | 60.3466
165.423 | 80184.4 | 0.9747 | 0.6 | 1.3654 | 11.6129 | 39.9998 | 1.0132 | 39.7354 | 60.3466
166.199 | 80183.6 | 0.9747 | 0.6 | 1.3654 | 11.6129 | 39.9997 | 1.0132 | 39.7354 | 60.3465
167.014 | 80182.8 | 0.97469 | 0.6 | 1.3654 | 11.6129 | 39.9997 | 1.0132 | 39.7354 | 60.3465
167.87 | 80182 | 0.97469 | 0.6 | 1.3654 | 11.6129 | 39.9997 | 1.0132 | 39.7354 | 60.3464
168.769 | 80181.1 | 0.97469 | 0.6 | 1.3654 | 11.6129 | 39.9997 | 1.0132 | 39.7354 | 60.3463
169.712 | 80180.2 | 0.97469 | 0.6 | 1.3654 | 11.6128 | 39.9997 | 1.0132 | 39.7354 | 60.3463
170.703 | 80179.2 | 0.97469 | 0.6 | 1.3654 | 11.6128 | 39.9997 | 1.0132 | 39.7353 | 60.3462
171.743 | 80178.2 | 0.97469 | 0.6 | 1.3654 | 11.6128 | 39.9996 | 1.0132 | 39.7353 | 60.3461
172.835 | 80177.2 | 0.97469 | 0.6 | 1.3653 | 11.6128 | 39.9996 | 1.0132 | 39.7353 | 60.3461
173.982 | 80176 | 0.97469 | 0.6 | 1.3653 | 11.6127 | 39.9996 | 1.0132 | 39.7353 | 60.346
175.186 | 80174.9 | 0.97469 | 0.6 | 1.3653 | 11.6127 | 39.9996 | 1.0132 | 39.7353 | 60.3459
176.45 | 80173.6 | 0.97469 | 0.6 | 1.3653 | 11.6127 | 39.9996 | 1.0132 | 39.7352 | 60.3458
177.777 | 80172.3 | 0.97468 | 0.6 | 1.3653 | 11.6127 | 39.9995 | 1.0132 | 39.7352 | 60.3457
179.171 | 80171 | 0.97468 | 0.6 | 1.3653 | 11.6126 | 39.9995 | 1.0132 | 39.7352 | 60.3456
180.635 | 80169.6 | 0.97468 | 0.6 | 1.3652 | 11.6126 | 39.9995 | 1.0132 | 39.7352 | 60.3455
182.172 | 80168.1 | 0.97468 | 0.6 | 1.3652 | 11.6126 | 39.9994 | 1.0132 | 39.7351 | 60.3454
183.785 | 80166.5 | 0.97468 | 0.6 | 1.3652 | 11.6125 | 39.9994 | 1.0132 | 39.7351 | 60.3453
185.479 | 80164.8 | 0.97468 | 0.6 | 1.3652 | 11.6125 | 39.9994 | 1.0132 | 39.7351 | 60.3452
187.258 | 80163.1 | 0.97467 | 0.6 | 1.3651 | 11.6124 | 39.9994 | 1.0132 | 39.7351 | 60.3451
189.126 | 80161.3 | 0.97467 | 0.6 | 1.3651 | 11.6124 | 39.9993 | 1.0132 | 39.735 | 60.345
191.088 | 80159.4 | 0.97467 | 0.6 | 1.3651 | 11.6124 | 39.9993 | 1.0132 | 39.735 | 60.3448
193.147 | 80157.4 | 0.97467 | 0.6 | 1.3651 | 11.6123 | 39.9992 | 1.0132 | 39.7349 | 60.3447
195.309 | 80155.2 | 0.97467 | 0.6 | 1.365 | 11.6123 | 39.9992 | 1.0132 | 39.7349 | 60.3445
197.58 | 80153 | 0.97466 | 0.6 | 1.365 | 11.6122 | 39.9992 | 1.0132 | 39.7349 | 60.3444
199.964 | 80150.7 | 0.97466 | 0.6 | 1.365 | 11.6122 | 39.9991 | 1.0132 | 39.7348 | 60.3442
202.467 | 80148.3 | 0.97466 | 0.6 | 1.3649 | 11.6121 | 39.9991 | 1.0132 | 39.7348 | 60.3441
205.095 | 80145.7 | 0.97466 | 0.6 | 1.3649 | 11.612 | 39.999 | 1.0132 | 39.7347 | 60.3439
207.855 | 80143 | 0.97465 | 0.6 | 1.3649 | 11.612 | 39.999 | 1.0132 | 39.7347 | 60.3437
210.753 | 80140.2 | 0.97465 | 0.6 | 1.3648 | 11.6119 | 39.9989 | 1.0132 | 39.7346 | 60.3435
213.795 | 80137.2 | 0.97464 | 0.6 | 1.3648 | 11.6118 | 39.9989 | 1.0132 | 39.7346 | 60.3433
216.99 | 80134.1 | 0.97464 | 0.6 | 1.3647 | 11.6118 | 39.9988 | 1.0132 | 39.7345 | 60.3431
220.345 | 80130.8 | 0.97464 | 0.6 | 1.3647 | 11.6117 | 39.9987 | 1.0132 | 39.7345 | 60.3429
223.867 | 80127.4 | 0.97464 | 0.6 | 1.3646 | 11.6116 | 39.9987 | 1.0132 | 39.7344 | 60.3426
227.565 | 80123.8 | 0.97463 | 0.6 | 1.3646 | 11.6115 | 39.9986 | 1.0132 | 39.7343 | 60.3424
231.449 | 80120 | 0.97463 | 0.6 | 1.3645 | 11.6114 | 39.9985 | 1.0132 | 39.7343 | 60.3421
235.526 | 80116.1 | 0.97462 | 0.6 | 1.3645 | 11.6113 | 39.9985 | 1.0132 | 39.7342 | 60.3418
239.807 | 80111.9 | 0.97462 | 0.6 | 1.3644 | 11.6112 | 39.9984 | 1.0132 | 39.7341 | 60.3415
244.303 | 80107.5 | 0.97461 | 0.6 | 1.3644 | 11.6111 | 39.9983 | 1.0132 | 39.734 | 60.3412
249.023 | 80102.9 | 0.97461 | 0.6 | 1.3643 | 11.611 | 39.9982 | 1.0132 | 39.734 | 60.3409
253.979 | 80098.1 | 0.9746 | 0.6 | 1.3642 | 11.6109 | 39.9981 | 1.0132 | 39.7339 | 60.3406
259.183 | 80093 | 0.9746 | 0.6 | 1.3642 | 11.6108 | 39.998 | 1.0132 | 39.7338 | 60.3402
264.647 | 80087.7 | 0.97459 | 0.6 | 1.3641 | 11.6107 | 39.9979 | 1.0132 | 39.7337 | 60.3399
270.384 | 80082.1 | 0.97459 | 0.6 | 1.364 | 11.6105 | 39.9978 | 1.0132 | 39.7336 | 60.3395
276.409 | 80076.2 | 0.97458 | 0.6 | 1.3639 | 11.6104 | 39.9977 | 1.0132 | 39.7335 | 60.3391
282.734 | 80070 | 0.97457 | 0.6 | 1.3639 | 11.6103 | 39.9976 | 1.0132 | 39.7334 | 60.3386
289.376 | 80063.6 | 0.97457 | 0.6 | 1.3638 | 11.6101 | 39.9975 | 1.0132 | 39.7332 | 60.3382
296.35 | 80056.8 | 0.97456 | 0.6 | 1.3637 | 11.6099 | 39.9974 | 1.0132 | 39.7331 | 60.3377
303.672 | 80049.6 | 0.97455 | 0.6 | 1.3636 | 11.6098 | 39.9972 | 1.0132 | 39.733 | 60.3372
311.361 | 80042.2 | 0.97454 | 0.6 | 1.3635 | 11.6096 | 39.9971 | 1.0132 | 39.7329 | 60.3367
319.434 | 80034.3 | 0.97453 | 0.6 | 1.3634 | 11.6094 | 39.9969 | 1.0132 | 39.7327 | 60.3362
327.91 | 80026 | 0.97452 | 0.6 | 1.3633 | 11.6092 | 39.9968 | 1.0132 | 39.7326 | 60.3356
336.811 | 80017.4 | 0.97451 | 0.6 | 1.3631 | 11.609 | 39.9966 | 1.0132 | 39.7324 | 60.335
346.157 | 80008.2 | 0.9745 | 0.6 | 1.363 | 11.6088 | 39.9964 | 1.0132 | 39.7322 | 60.3344
355.969 | 79998.7 | 0.97449 | 0.6 | 1.3629 | 11.6086 | 39.9963 | 1.0132 | 39.7321 | 60.3337
366.273 | 79988.6 | 0.97448 | 0.6 | 1.3627 | 11.6083 | 39.9961 | 1.0132 | 39.7319 | 60.333
377.091 | 79978.1 | 0.97447 | 0.6 | 1.3626 | 11.6081 | 39.9959 | 1.0132 | 39.7317 | 60.3323
388.451 | 79967 | 0.97446 | 0.6 | 1.3624 | 11.6078 | 39.9957 | 1.0132 | 39.7315 | 60.3315
400.379 | 79955.4 | 0.97445 | 0.6 | 1.3623 | 11.6076 | 39.9954 | 1.0132 | 39.7313 | 60.3307
412.903 | 79943.2 | 0.97443 | 0.6 | 1.3621 | 11.6073 | 39.9952 | 1.0132 | 39.7311 | 60.3298
426.053 | 79930.4 | 0.97442 | 0.6 | 1.3619 | 11.607 | 39.995 | 1.0132 | 39.7308 | 60.329
439.86 | 79916.9 | 0.9744 | 0.6 | 1.3618 | 11.6067 | 39.9947 | 1.0132 | 39.7306 | 60.328
454.358 | 79902.8 | 0.97439 | 0.6 | 1.3616 | 11.6063 | 39.9945 | 1.0132 | 39.7303 | 60.3271
469.581 | 79888 | 0.97437 | 0.6 | 1.3614 | 11.606 | 39.9942 | 1.0132 | 39.73 | 60.326
485.565 | 79872.4 | 0.97435 | 0.6 | 1.3612 | 11.6056 | 39.9939 | 1.0132 | 39.7298 | 60.3249
502.349 | 79856.1 | 0.97434 | 0.6 | 1.3609 | 11.6052 | 39.9936 | 1.0132 | 39.7295 | 60.3238
519.971 | 79838.9 | 0.97432 | 0.6 | 1.3607 | 11.6048 | 39.9933 | 1.0132 | 39.7292 | 60.3226
538.474 | 79820.9 | 0.9743 | 0.6 | 1.3604 | 11.6044 | 39.9929 | 1.0132 | 39.7288 | 60.3214
557.903 | 79801.9 | 0.97428 | 0.6 | 1.3602 | 11.604 | 39.9926 | 1.0132 | 39.7285 | 60.3201
578.303 | 79782.1 | 0.97426 | 0.6 | 1.3599 | 11.6035 | 39.9922 | 1.0132 | 39.7281 | 60.3187
599.724 | 79761.2 | 0.97423 | 0.6 | 1.3596 | 11.603 | 39.9918 | 1.0132 | 39.7277 | 60.3172
622.215 | 79739.3 | 0.97421 | 0.6 | 1.3593 | 11.6025 | 39.9914 | 1.0132 | 39.7273 | 60.3157
645.83 | 79716.3 | 0.97418 | 0.6 | 1.359 | 11.602 | 39.9909 | 1.0132 | 39.7269 | 60.3141
670.627 | 79692.2 | 0.97416 | 0.6 | 1.3587 | 11.6014 | 39.9905 | 1.0132 | 39.7265 | 60.3125
696.663 | 79666.8 | 0.97413 | 0.6 | 1.3583 | 11.6008 | 39.99 | 1.0132 | 39.726 | 60.3107
724.002 | 79640.2 | 0.9741 | 0.6 | 1.3579 | 11.6002 | 39.9895 | 1.0132 | 39.7255 | 60.3089
752.707 | 79612.2 | 0.97407 | 0.6 | 1.3576 | 11.5995 | 39.989 | 1.0132 | 39.725 | 60.3069
782.847 | 79582.9 | 0.97404 | 0.6 | 1.3572 | 11.5988 | 39.9884 | 1.0132 | 39.7245 | 60.3049
814.494 | 79552.1 | 0.974 | 0.6 | 1.3567 | 11.5981 | 39.9878 | 1.0132 | 39.7239 | 60.3028
847.724 | 79519.7 | 0.97397 | 0.6 | 1.3563 | 11.5974 | 39.9872 | 1.0132 | 39.7233 | 60.3005
882.615 | 79485.7 | 0.97393 | 0.6 | 1.3558 | 11.5966 | 39.9866 | 1.0132 | 39.7227 | 60.2982
919.251 | 79450.1 | 0.97389 | 0.6 | 1.3553 | 11.5957 | 39.9859 | 1.0132 | 39.7221 | 60.2957
957.718 | 79412.6 | 0.97385 | 0.6 | 1.3548 | 11.5949 | 39.9852 | 1.0132 | 39.7214 | 60.2931
998.109 | 79373.3 | 0.97381 | 0.6 | 1.3543 | 11.5939 | 39.9845 | 1.0132 | 39.7207 | 60.2904
1040.52 | 79332 | 0.97376 | 0.6 | 1.3537 | 11.593 | 39.9837 | 1.0132 | 39.7199 | 60.2875
1085.05 | 79288.6 | 0.97371 | 0.6 | 1.3531 | 11.592 | 39.9829 | 1.0132 | 39.7191 | 60.2845
1131.81 | 79243.1 | 0.97367 | 0.6 | 1.3525 | 11.5909 | 39.982 | 1.0132 | 39.7183 | 60.2814
1180.9 | 79195.3 | 0.97361 | 0.6 | 1.3518 | 11.5898 | 39.9811 | 1.0132 | 39.7174 | 60.2781
1232.45 | 79145.2 | 0.97356 | 0.6 | 1.3511 | 11.5886 | 39.9802 | 1.0132 | 39.7165 | 60.2746
1286.58 | 79092.5 | 0.9735 | 0.6 | 1.3504 | 11.5874 | 39.9792 | 1.0132 | 39.7155 | 60.271
1343.42 | 79037.2 | 0.97344 | 0.6 | 1.3496 | 11.5861 | 39.9781 | 1.0132 | 39.7145 | 60.2671
1403.09 | 78979.1 | 0.97338 | 0.6 | 1.3488 | 11.5847 | 39.977 | 1.0132 | 39.7134 | 60.2631
1465.75 | 78918.1 | 0.97331 | 0.6 | 1.348 | 11.5833 | 39.9758 | 1.0132 | 39.7123 | 60.2589
1531.54 | 78854.1 | 0.97324 | 0.6 | 1.3471 | 11.5818 | 39.9746 | 1.0132 | 39.7111 | 60.2545
1600.63 | 78786.9 | 0.97317 | 0.6 | 1.3462 | 11.5802 | 39.9734 | 1.0132 | 39.7099 | 60.2498
1673.16 | 78716.4 | 0.97309 | 0.6 | 1.3452 | 11.5786 | 39.972 | 1.0132 | 39.7086 | 60.245
1749.33 | 78642.4 | 0.97301 | 0.6 | 1.3442 | 11.5769 | 39.9706 | 1.0132 | 39.7073 | 60.2399
1829.3 | 78564.6 | 0.97292 | 0.6 | 1.3431 | 11.575 | 39.9691 | 1.0132 | 39.7059 | 60.2345
1913.27 | 78482.9 | 0.97283 | 0.6 | 1.342 | 11.5731 | 39.9676 | 1.0132 | 39.7043 | 60.2289
2001.43 | 78397.2 | 0.97274 | 0.6 | 1.3408 | 11.5711 | 39.966 | 1.0132 | 39.7028 | 60.2229
2094.01 | 78307.2 | 0.97264 | 0.6 | 1.3395 | 11.569 | 39.9642 | 1.0132 | 39.7011 | 60.2167
2191.22 | 78212.7 | 0.97254 | 0.6 | 1.3382 | 11.5668 | 39.9624 | 1.0132 | 39.6994 | 60.2102
2293.28 | 78113.4 | 0.97243 | 0.6 | 1.3369 | 11.5645 | 39.9605 | 1.0132 | 39.6975 | 60.2033
2400.45 | 78009.3 | 0.97232 | 0.6 | 1.3354 | 11.5621 | 39.9585 | 1.0132 | 39.6956 | 60.1961
2512.98 | 77899.9 | 0.9722 | 0.6 | 1.3339 | 11.5596 | 39.9564 | 1.0132 | 39.6936 | 60.1886
2631.13 | 77785.1 | 0.97207 | 0.6 | 1.3323 | 11.5569 | 39.9542 | 1.0132 | 39.6914 | 60.1807
2755.2 | 77664.6 | 0.97194 | 0.6 | 1.3306 | 11.5541 | 39.9519 | 1.0132 | 39.6892 | 60.1724
2885.46 | 77538.1 | 0.9718 | 0.6 | 1.3289 | 11.5511 | 39.9495 | 1.0132 | 39.6868 | 60.1637
3022.24 | 77405.2 | 0.97166 | 0.6 | 1.327 | 11.548 | 39.9469 | 1.0132 | 39.6844 | 60.1545
3165.85 | 77265.7 | 0.9715 | 0.6 | 1.3251 | 11.5448 | 39.9442 | 1.0132 | 39.6817 | 60.1449
3316.65 | 77119.3 | 0.97135 | 0.6 | 1.3231 | 11.5414 | 39.9414 | 1.0132 | 39.679 | 60.1348
3474.99 | 76965.6 | 0.97118 | 0.6 | 1.3209 | 11.5378 | 39.9384 | 1.0132 | 39.6762 | 60.1242
3600 | 76844.3 | 0.97105 | 0.6 | 1.3192 | 11.535 | 39.9361 | 1.0132 | 39.6739 | 60.1159
Scenario (Time varying leak) : ME_EOBN
RUBY_FRA_Rev.B_v06_shk\Offloading\021-02-L\021-02-L_ME\ME_EOBN
ME_EOBN
Weather: 7.7D
| Mass calculation |  |  | Tank or stagnation data |  |  | Orifice or pipe exit data (before atmospheric expansion)
Time [s] | Mass remaining [kg] | Mass flow rate [kg/s] | Discharge coefficient | Liquid height [m] | Pressure [bar] | Temperature [degC] | Pressure [bar] | Temperature [degC] | Velocity [m/s]
0 | 12358.4 | 25.1487 | 0.6 | 0.73214 | 11.6133 | 40 | 1.0132 | 39.7367 | 60.2283
152 | 12358.4 | 25.1487 | 0.6 | 0.73214 | 11.6133 | 40 | 1.0132 | 39.7367 | 60.2283
152.105 | 12355.8 | 25.1482 | 0.6 | 0.73202 | 11.6128 | 39.9997 | 1.0132 | 39.7364 | 60.2272
152.215 | 12353 | 25.1477 | 0.6 | 0.73188 | 11.6124 | 39.9993 | 1.0132 | 39.7361 | 60.2259
152.331 | 12350.1 | 25.1472 | 0.6 | 0.73174 | 11.612 | 39.999 | 1.0132 | 39.7357 | 60.2246
152.453 | 12347 | 25.1466 | 0.6 | 0.7316 | 11.6115 | 39.9986 | 1.0132 | 39.7354 | 60.2233
152.58 | 12343.8 | 25.146 | 0.6 | 0.73145 | 11.611 | 39.9982 | 1.0132 | 39.735 | 60.2219
152.714 | 12340.4 | 25.1454 | 0.6 | 0.73128 | 11.6105 | 39.9978 | 1.0132 | 39.7346 | 60.2204
152.855 | 12336.9 | 25.1448 | 0.6 | 0.73111 | 11.61 | 39.9974 | 1.0132 | 39.7342 | 60.2188
153.003 | 12333.2 | 25.1441 | 0.6 | 0.73094 | 11.6094 | 39.9969 | 1.0132 | 39.7337 | 60.2172
153.158 | 12329.3 | 25.1434 | 0.6 | 0.73075 | 11.6088 | 39.9965 | 1.0132 | 39.7333 | 60.2154
153.321 | 12325.2 | 25.1427 | 0.6 | 0.73055 | 11.6082 | 39.996 | 1.0132 | 39.7328 | 60.2136
153.492 | 12320.9 | 25.1419 | 0.6 | 0.73035 | 11.6075 | 39.9954 | 1.0132 | 39.7323 | 60.2117
153.671 | 12316.4 | 25.1411 | 0.6 | 0.73013 | 11.6069 | 39.9949 | 1.0132 | 39.7318 | 60.2097
153.86 | 12311.6 | 25.1402 | 0.6 | 0.72991 | 11.6061 | 39.9943 | 1.0132 | 39.7312 | 60.2076
154.058 | 12306.7 | 25.1393 | 0.6 | 0.72967 | 11.6054 | 39.9937 | 1.0132 | 39.7306 | 60.2054
154.266 | 12301.4 | 25.1383 | 0.6 | 0.72942 | 11.6046 | 39.9931 | 1.0132 | 39.73 | 60.2031
154.484 | 12295.9 | 25.1374 | 0.6 | 0.72915 | 11.6037 | 39.9924 | 1.0132 | 39.7293 | 60.2007
154.713 | 12290.2 | 25.1363 | 0.6 | 0.72888 | 11.6029 | 39.9917 | 1.0132 | 39.7287 | 60.1981
154.954 | 12284.1 | 25.1352 | 0.6 | 0.72859 | 11.6019 | 39.9909 | 1.0132 | 39.7279 | 60.1955
155.207 | 12277.8 | 25.1341 | 0.6 | 0.72828 | 11.601 | 39.9902 | 1.0132 | 39.7272 | 60.1926
155.472 | 12271.1 | 25.1329 | 0.6 | 0.72796 | 11.6 | 39.9893 | 1.0132 | 39.7264 | 60.1897
155.751 | 12264.1 | 25.1316 | 0.6 | 0.72763 | 11.5989 | 39.9885 | 1.0132 | 39.7256 | 60.1866
156.043 | 12256.8 | 25.1303 | 0.6 | 0.72728 | 11.5978 | 39.9876 | 1.0132 | 39.7247 | 60.1834
156.35 | 12249.1 | 25.1289 | 0.6 | 0.72691 | 11.5966 | 39.9867 | 1.0132 | 39.7238 | 60.1799
156.673 | 12241 | 25.1274 | 0.6 | 0.72652 | 11.5954 | 39.9857 | 1.0132 | 39.7228 | 60.1764
157.011 | 12232.5 | 25.1259 | 0.6 | 0.72611 | 11.5941 | 39.9846 | 1.0132 | 39.7218 | 60.1726
157.367 | 12223.5 | 25.1243 | 0.6 | 0.72568 | 11.5927 | 39.9835 | 1.0132 | 39.7208 | 60.1687
157.74 | 12214.1 | 25.1226 | 0.6 | 0.72523 | 11.5913 | 39.9824 | 1.0132 | 39.7197 | 60.1645
158.132 | 12204.3 | 25.1208 | 0.6 | 0.72476 | 11.5898 | 39.9812 | 1.0132 | 39.7185 | 60.1602
158.544 | 12194 | 25.1189 | 0.6 | 0.72426 | 11.5883 | 39.9799 | 1.0132 | 39.7173 | 60.1556
158.976 | 12183.1 | 25.1169 | 0.6 | 0.72374 | 11.5866 | 39.9786 | 1.0132 | 39.716 | 60.1508
159.43 | 12171.7 | 25.1149 | 0.6 | 0.72319 | 11.5849 | 39.9772 | 1.0132 | 39.7146 | 60.1458
159.906 | 12159.8 | 25.1127 | 0.6 | 0.72262 | 11.5831 | 39.9757 | 1.0132 | 39.7132 | 60.1405
160.407 | 12147.2 | 25.1105 | 0.6 | 0.72202 | 11.5812 | 39.9742 | 1.0132 | 39.7117 | 60.1349
160.932 | 12134 | 25.1081 | 0.6 | 0.72138 | 11.5792 | 39.9725 | 1.0132 | 39.7101 | 60.1291
161.484 | 12120.2 | 25.1056 | 0.6 | 0.72072 | 11.5771 | 39.9708 | 1.0132 | 39.7085 | 60.123
162.063 | 12105.6 | 25.1029 | 0.6 | 0.72002 | 11.5749 | 39.969 | 1.0132 | 39.7067 | 60.1166
162.671 | 12090.4 | 25.1002 | 0.6 | 0.71928 | 11.5726 | 39.9671 | 1.0132 | 39.7049 | 60.1099
163.31 | 12074.3 | 25.0973 | 0.6 | 0.71851 | 11.5701 | 39.9652 | 1.0132 | 39.703 | 60.1028
163.98 | 12057.5 | 25.0943 | 0.6 | 0.7177 | 11.5676 | 39.9631 | 1.0132 | 39.701 | 60.0954
164.684 | 12039.9 | 25.0911 | 0.6 | 0.71685 | 11.5649 | 39.9609 | 1.0132 | 39.6989 | 60.0876
165.423 | 12021.3 | 25.0877 | 0.6 | 0.71595 | 11.5621 | 39.9586 | 1.0132 | 39.6966 | 60.0794
166.199 | 12001.9 | 25.0842 | 0.6 | 0.71501 | 11.5592 | 39.9562 | 1.0132 | 39.6943 | 60.0708
167.014 | 11981.4 | 25.0805 | 0.6 | 0.71403 | 11.5561 | 39.9536 | 1.0132 | 39.6918 | 60.0618
167.87 | 11960 | 25.0767 | 0.6 | 0.71299 | 11.5528 | 39.9509 | 1.0132 | 39.6892 | 60.0524
168.769 | 11937.4 | 25.0726 | 0.6 | 0.7119 | 11.5495 | 39.9481 | 1.0132 | 39.6865 | 60.0425
169.712 | 11913.8 | 25.0684 | 0.6 | 0.71076 | 11.5459 | 39.9451 | 1.0132 | 39.6836 | 60.032
170.703 | 11889 | 25.0639 | 0.6 | 0.70956 | 11.5421 | 39.942 | 1.0132 | 39.6806 | 60.0211
171.743 | 11862.9 | 25.0592 | 0.6 | 0.7083 | 11.5382 | 39.9387 | 1.0132 | 39.6774 | 60.0097
172.835 | 11835.5 | 25.0543 | 0.6 | 0.70697 | 11.5341 | 39.9353 | 1.0132 | 39.6741 | 59.9976
173.982 | 11806.8 | 25.0491 | 0.6 | 0.70558 | 11.5298 | 39.9316 | 1.0132 | 39.6706 | 59.985
175.186 | 11776.6 | 25.0437 | 0.6 | 0.70411 | 11.5252 | 39.9278 | 1.0132 | 39.6669 | 59.9717
176.45 | 11745 | 25.038 | 0.6 | 0.70257 | 11.5205 | 39.9238 | 1.0132 | 39.663 | 59.9578
177.777 | 11711.7 | 25.0321 | 0.6 | 0.70096 | 11.5155 | 39.9196 | 1.0132 | 39.6589 | 59.9433
179.171 | 11676.9 | 25.0258 | 0.6 | 0.69926 | 11.5103 | 39.9151 | 1.0132 | 39.6545 | 59.928
180.635 | 11640.2 | 25.0192 | 0.6 | 0.69748 | 11.5048 | 39.9104 | 1.0132 | 39.65 | 59.9119
182.172 | 11601.8 | 25.0124 | 0.6 | 0.6956 | 11.499 | 39.9055 | 1.0132 | 39.6452 | 59.895
183.785 | 11561.4 | 25.0051 | 0.6 | 0.69363 | 11.493 | 39.9003 | 1.0132 | 39.6402 | 59.8774
185.479 | 11519.1 | 24.9975 | 0.6 | 0.69156 | 11.4867 | 39.8948 | 1.0132 | 39.6349 | 59.8588
187.258 | 11474.6 | 24.9896 | 0.6 | 0.68939 | 11.48 | 39.8891 | 1.0132 | 39.6293 | 59.8394
189.126 | 11427.9 | 24.9813 | 0.6 | 0.6871 | 11.4731 | 39.883 | 1.0132 | 39.6234 | 59.819
191.088 | 11379 | 24.9725 | 0.6 | 0.6847 | 11.4658 | 39.8766 | 1.0132 | 39.6172 | 59.7976
193.147 | 11327.5 | 24.9633 | 0.6 | 0.68217 | 11.4581 | 39.8699 | 1.0132 | 39.6107 | 59.7751
195.309 | 11273.6 | 24.9537 | 0.6 | 0.67952 | 11.4501 | 39.8628 | 1.0132 | 39.6038 | 59.7516
197.58 | 11216.9 | 24.9436 | 0.6 | 0.67673 | 11.4417 | 39.8553 | 1.0132 | 39.5966 | 59.7269
199.964 | 11157.5 | 24.9331 | 0.6 | 0.6738 | 11.4329 | 39.8474 | 1.0132 | 39.5889 | 59.701
202.467 | 11095.1 | 24.922 | 0.6 | 0.67071 | 11.4236 | 39.8391 | 1.0132 | 39.5809 | 59.6738
205.095 | 11029.6 | 24.9103 | 0.6 | 0.66747 | 11.414 | 39.8304 | 1.0132 | 39.5724 | 59.6453
207.855 | 10960.8 | 24.8981 | 0.6 | 0.66405 | 11.4038 | 39.8211 | 1.0132 | 39.5634 | 59.6154
210.753 | 10888.7 | 24.8853 | 0.6 | 0.66047 | 11.3932 | 39.8114 | 1.0132 | 39.5539 | 59.5841
213.795 | 10813 | 24.8719 | 0.6 | 0.6567 | 11.382 | 39.8011 | 1.0132 | 39.5439 | 59.5513
216.99 | 10733.6 | 24.8579 | 0.6 | 0.65273 | 11.3704 | 39.7902 | 1.0132 | 39.5333 | 59.5169
220.345 | 10650.2 | 24.8432 | 0.6 | 0.64855 | 11.3582 | 39.7787 | 1.0132 | 39.5222 | 59.4808
223.867 | 10562.7 | 24.8277 | 0.6 | 0.64416 | 11.3454 | 39.7666 | 1.0132 | 39.5104 | 59.443
227.565 | 10470.9 | 24.8116 | 0.6 | 0.63954 | 11.332 | 39.7538 | 1.0132 | 39.4979 | 59.4034
231.449 | 10374.6 | 24.7946 | 0.6 | 0.63467 | 11.3179 | 39.7402 | 1.0132 | 39.4848 | 59.3618
235.526 | 10273.6 | 24.7769 | 0.6 | 0.62955 | 11.3032 | 39.7259 | 1.0132 | 39.4708 | 59.3183
239.807 | 10167.5 | 24.7583 | 0.6 | 0.62416 | 11.2878 | 39.7107 | 1.0132 | 39.456 | 59.2726
244.303 | 10056.3 | 24.7388 | 0.6 | 0.61848 | 11.2717 | 39.6946 | 1.0132 | 39.4404 | 59.2248
249.023 | 9939.54 | 24.7184 | 0.6 | 0.61251 | 11.2549 | 39.6776 | 1.0132 | 39.4238 | 59.1748
253.979 | 9817.08 | 24.697 | 0.6 | 0.60621 | 11.2372 | 39.6595 | 1.0132 | 39.4063 | 59.1223
259.183 | 9688.61 | 24.6746 | 0.6 | 0.59957 | 11.2188 | 39.6404 | 1.0132 | 39.3876 | 59.0673
264.647 | 9553.85 | 24.6512 | 0.6 | 0.59258 | 11.1995 | 39.6201 | 1.0132 | 39.3678 | 59.0098
270.384 | 9412.48 | 24.6266 | 0.6 | 0.58521 | 11.1793 | 39.5985 | 1.0132 | 39.3468 | 58.9495
276.409 | 9264.2 | 24.6009 | 0.6 | 0.57744 | 11.1582 | 39.5756 | 1.0132 | 39.3244 | 58.8863
282.734 | 9108.67 | 24.5741 | 0.6 | 0.56924 | 11.1361 | 39.5512 | 1.0132 | 39.3006 | 58.8202
289.376 | 8945.55 | 24.5459 | 0.6 | 0.56059 | 11.113 | 39.5252 | 1.0132 | 39.2753 | 58.751
296.35 | 8774.47 | 24.5164 | 0.6 | 0.55145 | 11.0889 | 39.4976 | 1.0132 | 39.2483 | 58.6785
303.672 | 8595.06 | 24.4856 | 0.6 | 0.5418 | 11.0636 | 39.468 | 1.0132 | 39.2194 | 58.6026
311.361 | 8406.92 | 24.4534 | 0.6 | 0.53161 | 11.0373 | 39.4365 | 1.0132 | 39.1886 | 58.5232
319.434 | 8209.64 | 24.4196 | 0.6 | 0.52083 | 11.0097 | 39.4027 | 1.0132 | 39.1556 | 58.44
327.91 | 8002.79 | 24.3843 | 0.6 | 0.50943 | 10.981 | 39.3666 | 1.0132 | 39.1202 | 58.353
336.811 | 7785.92 | 24.3474 | 0.6 | 0.49736 | 10.9509 | 39.3278 | 1.0132 | 39.0823 | 58.2618
346.157 | 7558.56 | 24.3088 | 0.6 | 0.48457 | 10.9195 | 39.2862 | 1.0132 | 39.0415 | 58.1665
355.969 | 7320.22 | 24.2684 | 0.6 | 0.471 | 10.8868 | 39.2413 | 1.0132 | 38.9975 | 58.0666
366.273 | 7070.39 | 24.2261 | 0.6 | 0.4566 | 10.8526 | 39.1928 | 1.0132 | 38.95 | 57.9621
377.091 | 6808.53 | 24.1819 | 0.6 | 0.44129 | 10.8168 | 39.1405 | 1.0132 | 38.8986 | 57.8527
388.451 | 6534.1 | 24.1357 | 0.6 | 0.425 | 10.7796 | 39.0837 | 1.0132 | 38.8429 | 57.7382
400.379 | 6246.51 | 24.0874 | 0.6 | 0.40763 | 10.7407 | 39.0219 | 1.0132 | 38.7821 | 57.6183
412.903 | 5945.16 | 24.0369 | 0.6 | 0.38907 | 10.7 | 38.9543 | 1.0132 | 38.7157 | 57.4927
426.053 | 5629.42 | 23.9841 | 0.6 | 0.36919 | 10.6576 | 38.8804 | 1.0132 | 38.6429 | 57.3611
439.86 | 5298.65 | 23.9288 | 0.6 | 0.34785 | 10.6134 | 38.799 | 1.0132 | 38.5628 | 57.2232
454.358 | 4952.15 | 23.871 | 0.6 | 0.32483 | 10.5672 | 38.7088 | 1.0132 | 38.474 | 57.0786
469.581 | 4589.22 | 23.8104 | 0.6 | 0.29991 | 10.5189 | 38.6083 | 1.0132 | 38.3749 | 56.9269
485.565 | 4209.14 | 23.7469 | 0.6 | 0.27276 | 10.4684 | 38.4955 | 1.0132 | 38.2635 | 56.7672
502.349 | 3811.15 | 23.6802 | 0.6 | 0.24293 | 10.4155 | 38.3675 | 1.0132 | 38.137 | 56.5989
519.971 | 3394.47 | 23.6101 | 0.6 | 0.20974 | 10.3599 | 38.2207 | 1.0132 | 37.9919 | 56.421
538.474 | 2958.28 | 23.5361 | 0.6 | 0.17212 | 10.3016 | 38.0503 | 1.0132 | 37.8232 | 56.2326
557.903 | 2501.77 | 23.4578 | 0.6 | 0.12794 | 10.24 | 37.848 | 1.0132 | 37.6229 | 56.0317
578.303 | 2024.08 | 23.3739 | 0.6 | 0.071543 | 10.1745 | 37.6006 | 1.0132 | 37.3775 | 55.8142
592.412 | 1694.74 | 23.3131 | 0.6 | 0.0095459 | 10.1284 | 37.4015 | 1.0132 | 37.1799 | 55.6555
Scenario (Time varying leak) : ME_EXBN
RUBY_FRA_Rev.B_v06_shk\Offloading\021-02-L\021-02-L_ME\ME_EXBN
ME_EXBN
Weather: 7.7D
| Mass calculation |  |  | Tank or stagnation data |  |  | Orifice or pipe exit data (before atmospheric expansion)
Time [s] | Mass remaining [kg] | Mass flow rate [kg/s] | Discharge coefficient | Liquid height [m] | Pressure [bar] | Temperature [degC] | Pressure [bar] | Temperature [degC] | Velocity [m/s]
0 | 12358.4 | 25.1487 | 0.6 | 0.73214 | 11.6133 | 40 | 1.0132 | 39.7367 | 60.2283
152 | 12358.4 | 25.1487 | 0.6 | 0.73214 | 11.6133 | 40 | 1.0132 | 39.7367 | 60.2283
152 | 80197.5 | 25.1984 | 0.6 | 1.3656 | 11.6133 | 40 | 1.0132 | 39.7357 | 60.3475
152.105 | 80194.8 | 25.1984 | 0.6 | 1.3656 | 11.6132 | 40 | 1.0132 | 39.7356 | 60.3473
152.215 | 80192 | 25.1983 | 0.6 | 1.3655 | 11.6131 | 39.9999 | 1.0132 | 39.7356 | 60.3471
152.331 | 80189.1 | 25.1982 | 0.6 | 1.3655 | 11.6131 | 39.9998 | 1.0132 | 39.7355 | 60.3469
152.453 | 80186.1 | 25.1981 | 0.6 | 1.3655 | 11.613 | 39.9998 | 1.0132 | 39.7355 | 60.3467
152.58 | 80182.8 | 25.198 | 0.6 | 1.3654 | 11.6129 | 39.9997 | 1.0132 | 39.7354 | 60.3465
152.714 | 80179.5 | 25.1979 | 0.6 | 1.3654 | 11.6128 | 39.9997 | 1.0132 | 39.7353 | 60.3462
152.855 | 80175.9 | 25.1978 | 0.6 | 1.3653 | 11.6127 | 39.9996 | 1.0132 | 39.7353 | 60.346
153.003 | 80172.2 | 25.1977 | 0.6 | 1.3653 | 11.6127 | 39.9995 | 1.0132 | 39.7352 | 60.3457
153.158 | 80168.3 | 25.1976 | 0.6 | 1.3652 | 11.6126 | 39.9995 | 1.0132 | 39.7351 | 60.3454
153.321 | 80164.2 | 25.1975 | 0.6 | 1.3652 | 11.6125 | 39.9994 | 1.0132 | 39.7351 | 60.3452
153.492 | 80159.9 | 25.1974 | 0.6 | 1.3651 | 11.6124 | 39.9993 | 1.0132 | 39.735 | 60.3449
153.671 | 80155.3 | 25.1973 | 0.6 | 1.365 | 11.6123 | 39.9992 | 1.0132 | 39.7349 | 60.3446
153.86 | 80150.6 | 25.1971 | 0.6 | 1.365 | 11.6121 | 39.9991 | 1.0132 | 39.7348 | 60.3442
154.058 | 80145.6 | 25.197 | 0.6 | 1.3649 | 11.612 | 39.999 | 1.0132 | 39.7347 | 60.3439
154.266 | 80140.4 | 25.1968 | 0.6 | 1.3648 | 11.6119 | 39.9989 | 1.0132 | 39.7346 | 60.3435
154.484 | 80134.9 | 25.1967 | 0.6 | 1.3648 | 11.6118 | 39.9988 | 1.0132 | 39.7345 | 60.3431
154.713 | 80129.1 | 25.1965 | 0.6 | 1.3647 | 11.6116 | 39.9987 | 1.0132 | 39.7344 | 60.3427
154.954 | 80123 | 25.1963 | 0.6 | 1.3646 | 11.6115 | 39.9986 | 1.0132 | 39.7343 | 60.3423
155.207 | 80116.7 | 25.1962 | 0.6 | 1.3645 | 11.6114 | 39.9985 | 1.0132 | 39.7342 | 60.3419
155.472 | 80110 | 25.196 | 0.6 | 1.3644 | 11.6112 | 39.9984 | 1.0132 | 39.7341 | 60.3414
155.751 | 80103 | 25.1958 | 0.6 | 1.3643 | 11.611 | 39.9982 | 1.0132 | 39.734 | 60.3409
156.043 | 80095.6 | 25.1956 | 0.6 | 1.3642 | 11.6109 | 39.9981 | 1.0132 | 39.7338 | 60.3404
156.35 | 80087.9 | 25.1953 | 0.6 | 1.3641 | 11.6107 | 39.9979 | 1.0132 | 39.7337 | 60.3399
156.673 | 80079.7 | 25.1951 | 0.6 | 1.364 | 11.6105 | 39.9978 | 1.0132 | 39.7335 | 60.3393
157.011 | 80071.2 | 25.1949 | 0.6 | 1.3639 | 11.6103 | 39.9976 | 1.0132 | 39.7334 | 60.3387
157.367 | 80062.2 | 25.1946 | 0.6 | 1.3638 | 11.6101 | 39.9975 | 1.0132 | 39.7332 | 60.3381
157.74 | 80052.8 | 25.1943 | 0.6 | 1.3636 | 11.6099 | 39.9973 | 1.0132 | 39.733 | 60.3374
158.132 | 80043 | 25.1941 | 0.6 | 1.3635 | 11.6096 | 39.9971 | 1.0132 | 39.7329 | 60.3368
158.544 | 80032.6 | 25.1938 | 0.6 | 1.3634 | 11.6094 | 39.9969 | 1.0132 | 39.7327 | 60.336
158.976 | 80021.7 | 25.1935 | 0.6 | 1.3632 | 11.6091 | 39.9967 | 1.0132 | 39.7325 | 60.3353
159.43 | 80010.3 | 25.1931 | 0.6 | 1.363 | 11.6089 | 39.9965 | 1.0132 | 39.7323 | 60.3345
159.906 | 79998.3 | 25.1928 | 0.6 | 1.3629 | 11.6086 | 39.9963 | 1.0132 | 39.7321 | 60.3337
160.407 | 79985.7 | 25.1924 | 0.6 | 1.3627 | 11.6083 | 39.996 | 1.0132 | 39.7318 | 60.3328
160.932 | 79972.4 | 25.1921 | 0.6 | 1.3625 | 11.608 | 39.9958 | 1.0132 | 39.7316 | 60.3319
161.484 | 79958.5 | 25.1917 | 0.6 | 1.3623 | 11.6076 | 39.9955 | 1.0132 | 39.7313 | 60.3309
162.063 | 79943.9 | 25.1913 | 0.6 | 1.3621 | 11.6073 | 39.9952 | 1.0132 | 39.7311 | 60.3299
162.671 | 79928.6 | 25.1908 | 0.6 | 1.3619 | 11.6069 | 39.9949 | 1.0132 | 39.7308 | 60.3288
163.31 | 79912.5 | 25.1904 | 0.6 | 1.3617 | 11.6066 | 39.9946 | 1.0132 | 39.7305 | 60.3277
163.98 | 79895.7 | 25.1899 | 0.6 | 1.3615 | 11.6062 | 39.9943 | 1.0132 | 39.7302 | 60.3266
164.684 | 79877.9 | 25.1894 | 0.6 | 1.3612 | 11.6058 | 39.994 | 1.0132 | 39.7299 | 60.3253
165.423 | 79859.3 | 25.1889 | 0.6 | 1.361 | 11.6053 | 39.9936 | 1.0132 | 39.7295 | 60.324
166.199 | 79839.8 | 25.1883 | 0.6 | 1.3607 | 11.6049 | 39.9933 | 1.0132 | 39.7292 | 60.3227
167.014 | 79819.2 | 25.1877 | 0.6 | 1.3604 | 11.6044 | 39.9929 | 1.0132 | 39.7288 | 60.3213
167.87 | 79797.7 | 25.1871 | 0.6 | 1.3601 | 11.6039 | 39.9925 | 1.0132 | 39.7284 | 60.3198
168.769 | 79775.1 | 25.1865 | 0.6 | 1.3598 | 11.6033 | 39.9921 | 1.0132 | 39.728 | 60.3182
169.712 | 79751.3 | 25.1858 | 0.6 | 1.3595 | 11.6028 | 39.9916 | 1.0132 | 39.7276 | 60.3166
170.703 | 79726.4 | 25.1851 | 0.6 | 1.3591 | 11.6022 | 39.9911 | 1.0132 | 39.7271 | 60.3148
171.743 | 79700.2 | 25.1843 | 0.6 | 1.3588 | 11.6016 | 39.9906 | 1.0132 | 39.7266 | 60.313
172.835 | 79672.7 | 25.1836 | 0.6 | 1.3584 | 11.6009 | 39.9901 | 1.0132 | 39.7261 | 60.3111
173.982 | 79643.8 | 25.1827 | 0.6 | 1.358 | 11.6003 | 39.9896 | 1.0132 | 39.7256 | 60.3091
175.186 | 79613.5 | 25.1819 | 0.6 | 1.3576 | 11.5996 | 39.989 | 1.0132 | 39.725 | 60.307
176.45 | 79581.7 | 25.181 | 0.6 | 1.3571 | 11.5988 | 39.9884 | 1.0132 | 39.7245 | 60.3048
177.777 | 79548.2 | 25.18 | 0.6 | 1.3567 | 11.598 | 39.9878 | 1.0132 | 39.7239 | 60.3025
179.171 | 79513.1 | 25.179 | 0.6 | 1.3562 | 11.5972 | 39.9871 | 1.0132 | 39.7232 | 60.3001
180.635 | 79476.3 | 25.178 | 0.6 | 1.3557 | 11.5963 | 39.9864 | 1.0132 | 39.7225 | 60.2975
182.172 | 79437.7 | 25.1769 | 0.6 | 1.3552 | 11.5954 | 39.9857 | 1.0132 | 39.7218 | 60.2948
183.785 | 79397.1 | 25.1758 | 0.6 | 1.3546 | 11.5945 | 39.9849 | 1.0132 | 39.7211 | 60.292
185.479 | 79354.4 | 25.1746 | 0.6 | 1.354 | 11.5935 | 39.9841 | 1.0132 | 39.7203 | 60.2891
187.258 | 79309.7 | 25.1733 | 0.6 | 1.3534 | 11.5924 | 39.9833 | 1.0132 | 39.7195 | 60.286
189.126 | 79262.7 | 25.172 | 0.6 | 1.3527 | 11.5913 | 39.9824 | 1.0132 | 39.7187 | 60.2827
191.088 | 79213.3 | 25.1706 | 0.6 | 1.3521 | 11.5902 | 39.9815 | 1.0132 | 39.7178 | 60.2793
193.147 | 79161.5 | 25.1691 | 0.6 | 1.3514 | 11.589 | 39.9805 | 1.0132 | 39.7168 | 60.2758
195.309 | 79107.1 | 25.1676 | 0.6 | 1.3506 | 11.5877 | 39.9795 | 1.0132 | 39.7158 | 60.272
197.58 | 79050 | 25.1659 | 0.6 | 1.3498 | 11.5864 | 39.9784 | 1.0132 | 39.7148 | 60.268
199.964 | 78990 | 25.1642 | 0.6 | 1.349 | 11.585 | 39.9772 | 1.0132 | 39.7137 | 60.2639
202.467 | 78927 | 25.1625 | 0.6 | 1.3481 | 11.5835 | 39.976 | 1.0132 | 39.7125 | 60.2595
205.095 | 78860.9 | 25.1606 | 0.6 | 1.3472 | 11.582 | 39.9748 | 1.0132 | 39.7113 | 60.255
207.855 | 78791.5 | 25.1586 | 0.6 | 1.3462 | 11.5803 | 39.9734 | 1.0132 | 39.71 | 60.2502
210.753 | 78718.6 | 25.1566 | 0.6 | 1.3452 | 11.5786 | 39.9721 | 1.0132 | 39.7087 | 60.2451
213.795 | 78642.2 | 25.1544 | 0.6 | 1.3442 | 11.5769 | 39.9706 | 1.0132 | 39.7073 | 60.2398
216.99 | 78561.8 | 25.1521 | 0.6 | 1.3431 | 11.575 | 39.9691 | 1.0132 | 39.7058 | 60.2343
220.345 | 78477.5 | 25.1497 | 0.6 | 1.3419 | 11.573 | 39.9675 | 1.0132 | 39.7042 | 60.2285
223.867 | 78389 | 25.1472 | 0.6 | 1.3407 | 11.5709 | 39.9658 | 1.0132 | 39.7026 | 60.2224
227.565 | 78296 | 25.1446 | 0.6 | 1.3394 | 11.5688 | 39.964 | 1.0132 | 39.7009 | 60.2159
231.449 | 78198.4 | 25.1419 | 0.6 | 1.338 | 11.5665 | 39.9621 | 1.0132 | 39.6991 | 60.2092
235.526 | 78095.9 | 25.139 | 0.6 | 1.3366 | 11.5641 | 39.9602 | 1.0132 | 39.6972 | 60.2021
239.807 | 77988.3 | 25.1359 | 0.6 | 1.3351 | 11.5616 | 39.9581 | 1.0132 | 39.6952 | 60.1947
244.303 | 77875.4 | 25.1327 | 0.6 | 1.3336 | 11.559 | 39.956 | 1.0132 | 39.6931 | 60.1869
249.023 | 77756.8 | 25.1294 | 0.6 | 1.3319 | 11.5562 | 39.9537 | 1.0132 | 39.6909 | 60.1787
253.979 | 77632.3 | 25.1259 | 0.6 | 1.3302 | 11.5533 | 39.9513 | 1.0132 | 39.6886 | 60.1702
259.183 | 77501.6 | 25.1222 | 0.6 | 1.3284 | 11.5503 | 39.9488 | 1.0132 | 39.6861 | 60.1611
264.647 | 77364.4 | 25.1183 | 0.6 | 1.3265 | 11.5471 | 39.9461 | 1.0132 | 39.6836 | 60.1517
270.384 | 77220.3 | 25.1143 | 0.6 | 1.3244 | 11.5437 | 39.9433 | 1.0132 | 39.6809 | 60.1418
276.409 | 77069.1 | 25.11 | 0.6 | 1.3223 | 11.5402 | 39.9404 | 1.0132 | 39.678 | 60.1313
282.734 | 76910.3 | 25.1055 | 0.6 | 1.3201 | 11.5366 | 39.9373 | 1.0132 | 39.6751 | 60.1204
289.376 | 76743.6 | 25.1008 | 0.6 | 1.3178 | 11.5327 | 39.9341 | 1.0132 | 39.6719 | 60.1089
296.35 | 76568.6 | 25.0959 | 0.6 | 1.3154 | 11.5286 | 39.9307 | 1.0132 | 39.6686 | 60.0969
303.672 | 76384.8 | 25.0907 | 0.6 | 1.3128 | 11.5244 | 39.9271 | 1.0132 | 39.6651 | 60.0842
311.361 | 76191.9 | 25.0853 | 0.6 | 1.3101 | 11.5199 | 39.9233 | 1.0132 | 39.6615 | 60.071
319.434 | 75989.4 | 25.0796 | 0.6 | 1.3073 | 11.5152 | 39.9193 | 1.0132 | 39.6576 | 60.0571
327.91 | 75776.9 | 25.0737 | 0.6 | 1.3043 | 11.5103 | 39.9151 | 1.0132 | 39.6536 | 60.0425
336.811 | 75553.8 | 25.0674 | 0.6 | 1.3012 | 11.5052 | 39.9107 | 1.0132 | 39.6493 | 60.0271
346.157 | 75319.5 | 25.0608 | 0.6 | 1.2979 | 11.4998 | 39.9061 | 1.0132 | 39.6448 | 60.0111
355.969 | 75073.6 | 25.0539 | 0.6 | 1.2945 | 11.4941 | 39.9012 | 1.0132 | 39.6401 | 59.9942
366.273 | 74815.5 | 25.0467 | 0.6 | 1.2908 | 11.4881 | 39.8961 | 1.0132 | 39.6351 | 59.9765
377.091 | 74544.6 | 25.0391 | 0.6 | 1.287 | 11.4819 | 39.8906 | 1.0132 | 39.6299 | 59.9579
388.451 | 74260.2 | 25.0311 | 0.6 | 1.283 | 11.4754 | 39.8849 | 1.0132 | 39.6243 | 59.9384
400.379 | 73961.7 | 25.0228 | 0.6 | 1.2788 | 11.4685 | 39.8789 | 1.0132 | 39.6185 | 59.918
412.903 | 73648.4 | 25.014 | 0.6 | 1.2744 | 11.4613 | 39.8726 | 1.0132 | 39.6124 | 59.8966
426.053 | 73319.5 | 25.0048 | 0.6 | 1.2697 | 11.4538 | 39.866 | 1.0132 | 39.6059 | 59.8741
439.86 | 72974.3 | 24.9952 | 0.6 | 1.2649 | 11.4459 | 39.8589 | 1.0132 | 39.5991 | 59.8505
454.358 | 72612 | 24.9851 | 0.6 | 1.2597 | 11.4376 | 39.8516 | 1.0132 | 39.592 | 59.8257
469.581 | 72231.7 | 24.9745 | 0.6 | 1.2543 | 11.4289 | 39.8438 | 1.0132 | 39.5844 | 59.7998
485.565 | 71832.6 | 24.9633 | 0.6 | 1.2487 | 11.4198 | 39.8355 | 1.0132 | 39.5764 | 59.7726
502.349 | 71413.7 | 24.9517 | 0.6 | 1.2427 | 11.4103 | 39.8269 | 1.0132 | 39.568 | 59.744
519.971 | 70974.1 | 24.9395 | 0.6 | 1.2364 | 11.4003 | 39.8177 | 1.0132 | 39.5592 | 59.7141
538.474 | 70512.8 | 24.9267 | 0.6 | 1.2298 | 11.3898 | 39.8081 | 1.0132 | 39.5498 | 59.6827
557.903 | 70028.6 | 24.9132 | 0.6 | 1.2229 | 11.3789 | 39.7979 | 1.0132 | 39.5399 | 59.6498
578.303 | 69520.5 | 24.8991 | 0.6 | 1.2156 | 11.3674 | 39.7872 | 1.0132 | 39.5295 | 59.6153
599.724 | 68987.3 | 24.8844 | 0.6 | 1.2079 | 11.3553 | 39.7758 | 1.0132 | 39.5185 | 59.5791
622.215 | 68427.8 | 24.8689 | 0.6 | 1.1998 | 11.3427 | 39.7638 | 1.0132 | 39.5068 | 59.5412
645.83 | 67840.6 | 24.8527 | 0.6 | 1.1913 | 11.3295 | 39.7512 | 1.0132 | 39.4945 | 59.5015
670.627 | 67224.6 | 24.8357 | 0.6 | 1.1824 | 11.3157 | 39.7378 | 1.0132 | 39.4815 | 59.4598
696.663 | 66578.1 | 24.8179 | 0.6 | 1.1729 | 11.3012 | 39.7236 | 1.0132 | 39.4677 | 59.4162
724.002 | 65899.9 | 24.7992 | 0.6 | 1.163 | 11.286 | 39.7086 | 1.0132 | 39.4531 | 59.3704
752.707 | 65188.3 | 24.7796 | 0.6 | 1.1526 | 11.2702 | 39.6927 | 1.0132 | 39.4377 | 59.3225
782.847 | 64441.7 | 24.7592 | 0.6 | 1.1416 | 11.2535 | 39.6759 | 1.0132 | 39.4213 | 59.2722
814.494 | 63658.5 | 24.7377 | 0.6 | 1.13 | 11.2362 | 39.6581 | 1.0132 | 39.404 | 59.2195
847.724 | 62836.8 | 24.7152 | 0.6 | 1.1178 | 11.218 | 39.6392 | 1.0132 | 39.3856 | 59.1644
882.615 | 61974.8 | 24.6917 | 0.6 | 1.105 | 11.1989 | 39.6192 | 1.0132 | 39.3661 | 59.1066
919.251 | 61070.7 | 24.667 | 0.6 | 1.0914 | 11.179 | 39.5979 | 1.0132 | 39.3453 | 59.0461
957.718 | 60122.3 | 24.6412 | 0.6 | 1.0771 | 11.1582 | 39.5752 | 1.0132 | 39.3233 | 58.9827
998.109 | 59127.5 | 24.6142 | 0.6 | 1.062 | 11.1365 | 39.5512 | 1.0132 | 39.2998 | 58.9162
1040.52 | 58084.2 | 24.5859 | 0.6 | 1.0461 | 11.1137 | 39.5256 | 1.0132 | 39.2749 | 58.8467
1085.05 | 56990 | 24.5563 | 0.6 | 1.0293 | 11.0899 | 39.4983 | 1.0132 | 39.2482 | 58.7739
1131.81 | 55842.5 | 24.5253 | 0.6 | 1.0116 | 11.0651 | 39.4692 | 1.0132 | 39.2198 | 58.6976
1180.9 | 54639.1 | 24.4929 | 0.6 | 0.99289 | 11.0391 | 39.4382 | 1.0132 | 39.1895 | 58.6178
1232.45 | 53377.4 | 24.4589 | 0.6 | 0.97309 | 11.0119 | 39.405 | 1.0132 | 39.157 | 58.5341
1286.58 | 52054.4 | 24.4234 | 0.6 | 0.95215 | 10.9836 | 39.3694 | 1.0132 | 39.1223 | 58.4466
1343.42 | 50667.3 | 24.3862 | 0.6 | 0.92997 | 10.954 | 39.3313 | 1.0132 | 39.0849 | 58.3549
1403.09 | 49213.2 | 24.3473 | 0.6 | 0.90649 | 10.923 | 39.2903 | 1.0132 | 39.0449 | 58.2589
1465.75 | 47688.8 | 24.3066 | 0.6 | 0.88158 | 10.8907 | 39.2463 | 1.0132 | 39.0017 | 58.1584
1531.54 | 46091 | 24.264 | 0.6 | 0.85515 | 10.857 | 39.1987 | 1.0132 | 38.9551 | 58.0532
1600.63 | 44416.3 | 24.2195 | 0.6 | 0.82707 | 10.8218 | 39.1474 | 1.0132 | 38.9048 | 57.943
1673.16 | 42661.2 | 24.1729 | 0.6 | 0.79718 | 10.785 | 39.0917 | 1.0132 | 38.8502 | 57.8276
1749.33 | 40821.9 | 24.1241 | 0.6 | 0.76533 | 10.7467 | 39.0312 | 1.0132 | 38.7907 | 57.7067
1829.3 | 38894.7 | 24.0731 | 0.6 | 0.73132 | 10.7066 | 38.9652 | 1.0132 | 38.7259 | 57.5799
1913.27 | 36875.6 | 24.0196 | 0.6 | 0.69492 | 10.6648 | 38.8929 | 1.0132 | 38.6548 | 57.447
2001.43 | 34760.3 | 23.9637 | 0.6 | 0.65586 | 10.6211 | 38.8134 | 1.0132 | 38.5765 | 57.3076
2094.01 | 32544.6 | 23.9051 | 0.6 | 0.61379 | 10.5755 | 38.7257 | 1.0132 | 38.4901 | 57.1613
2191.22 | 30223.9 | 23.8437 | 0.6 | 0.56828 | 10.5279 | 38.628 | 1.0132 | 38.3939 | 57.0077
2293.28 | 27793.6 | 23.7793 | 0.6 | 0.51878 | 10.4781 | 38.5186 | 1.0132 | 38.2859 | 56.8461
2400.45 | 25248.8 | 23.7117 | 0.6 | 0.4645 | 10.4261 | 38.3953 | 1.0132 | 38.1642 | 56.6759
2512.98 | 22584.7 | 23.6406 | 0.6 | 0.40432 | 10.3716 | 38.2547 | 1.0132 | 38.0252 | 56.4963
2631.13 | 19795.9 | 23.5657 | 0.6 | 0.33644 | 10.3146 | 38.0918 | 1.0132 | 37.8641 | 56.3062
2755.2 | 16877.4 | 23.4851 | 0.6 | 0.25756 | 10.2535 | 37.8961 | 1.0132 | 37.6704 | 56.1001
2885.46 | 13823.7 | 23.3992 | 0.6 | 0.15961 | 10.1892 | 37.6612 | 1.0132 | 37.4375 | 55.8787
3006.44 | 10997.8 | 23.3139 | 0.6 | 0.017806 | 10.1285 | 37.4039 | 1.0132 | 37.1823 | 55.6577
Scenario (Time varying leak) : MA_EOBN
RUBY_FRA_Rev.B_v06_shk\Offloading\021-02-L\021-02-L_MA\MA_EOBN
MA_EOBN
Weather: 7.7D
| Mass calculation |  |  | Tank or stagnation data |  |  | Orifice or pipe exit data (before atmospheric expansion)
Time [s] | Mass remaining [kg] | Mass flow rate [kg/s] | Discharge coefficient | Liquid height [m] | Pressure [bar] | Temperature [degC] | Pressure [bar] | Temperature [degC] | Velocity [m/s]
0 | 12358.4 | 241.204 | 0.6 | 0.73214 | 11.6133 | 40 | 1.0132 | 39.7367 | 60.2283
152 | 12358.4 | 241.204 | 0.6 | 0.73214 | 11.6133 | 40 | 1.0132 | 39.7367 | 60.2283
152.105 | 12333.1 | 241.16 | 0.6 | 0.73093 | 11.6094 | 39.9969 | 1.0132 | 39.7337 | 60.2171
152.215 | 12306.5 | 241.114 | 0.6 | 0.72966 | 11.6053 | 39.9937 | 1.0132 | 39.7306 | 60.2053
152.331 | 12278.6 | 241.065 | 0.6 | 0.72832 | 11.6011 | 39.9902 | 1.0132 | 39.7273 | 60.193
152.453 | 12249.3 | 241.014 | 0.6 | 0.72692 | 11.5966 | 39.9867 | 1.0132 | 39.7238 | 60.18
152.58 | 12218.5 | 240.961 | 0.6 | 0.72544 | 11.592 | 39.9829 | 1.0132 | 39.7201 | 60.1664
152.714 | 12186.2 | 240.905 | 0.6 | 0.72389 | 11.5871 | 39.9789 | 1.0132 | 39.7163 | 60.1522
152.855 | 12152.3 | 240.846 | 0.6 | 0.72226 | 11.5819 | 39.9747 | 1.0132 | 39.7122 | 60.1372
153.003 | 12116.8 | 240.785 | 0.6 | 0.72055 | 11.5765 | 39.9703 | 1.0132 | 39.708 | 60.1215
153.158 | 12079.4 | 240.72 | 0.6 | 0.71875 | 11.5709 | 39.9657 | 1.0132 | 39.7035 | 60.105
153.321 | 12040.2 | 240.652 | 0.6 | 0.71686 | 11.565 | 39.9608 | 1.0132 | 39.6988 | 60.0877
153.492 | 11999.1 | 240.581 | 0.6 | 0.71488 | 11.5587 | 39.9557 | 1.0132 | 39.6938 | 60.0696
153.671 | 11955.9 | 240.506 | 0.6 | 0.71279 | 11.5522 | 39.9503 | 1.0132 | 39.6886 | 60.0505
153.86 | 11910.5 | 240.428 | 0.6 | 0.7106 | 11.5454 | 39.9446 | 1.0132 | 39.6831 | 60.0306
154.058 | 11862.9 | 240.346 | 0.6 | 0.7083 | 11.5382 | 39.9386 | 1.0132 | 39.6773 | 60.0096
154.266 | 11813 | 240.26 | 0.6 | 0.70588 | 11.5307 | 39.9323 | 1.0132 | 39.6712 | 59.9877
154.484 | 11760.5 | 240.169 | 0.6 | 0.70333 | 11.5228 | 39.9256 | 1.0132 | 39.6647 | 59.9646
154.713 | 11705.5 | 240.075 | 0.6 | 0.70066 | 11.5146 | 39.9186 | 1.0132 | 39.6579 | 59.9405
154.954 | 11647.7 | 239.975 | 0.6 | 0.69784 | 11.5059 | 39.9112 | 1.0132 | 39.6508 | 59.9151
155.207 | 11587.1 | 239.871 | 0.6 | 0.69489 | 11.4968 | 39.9034 | 1.0132 | 39.6432 | 59.8886
155.472 | 11523.5 | 239.762 | 0.6 | 0.69178 | 11.4873 | 39.8952 | 1.0132 | 39.6353 | 59.8607
155.751 | 11456.7 | 239.647 | 0.6 | 0.68851 | 11.4773 | 39.8866 | 1.0132 | 39.6269 | 59.8315
156.043 | 11386.6 | 239.527 | 0.6 | 0.68507 | 11.4669 | 39.8775 | 1.0132 | 39.6181 | 59.8009
156.35 | 11313 | 239.401 | 0.6 | 0.68146 | 11.4559 | 39.8678 | 1.0132 | 39.6087 | 59.7687
156.673 | 11235.8 | 239.269 | 0.6 | 0.67766 | 11.4445 | 39.8577 | 1.0132 | 39.5989 | 59.7351
157.011 | 11154.8 | 239.131 | 0.6 | 0.67366 | 11.4325 | 39.847 | 1.0132 | 39.5885 | 59.6998
157.367 | 11069.8 | 238.986 | 0.6 | 0.66946 | 11.4199 | 39.8356 | 1.0132 | 39.5775 | 59.6628
157.74 | 10980.6 | 238.834 | 0.6 | 0.66504 | 11.4067 | 39.8237 | 1.0132 | 39.5658 | 59.624
158.132 | 10887 | 238.675 | 0.6 | 0.66038 | 11.3929 | 39.811 | 1.0132 | 39.5536 | 59.5834
158.544 | 10788.8 | 238.509 | 0.6 | 0.65549 | 11.3785 | 39.7976 | 1.0132 | 39.5406 | 59.5408
158.976 | 10685.8 | 238.334 | 0.6 | 0.65033 | 11.3634 | 39.7835 | 1.0132 | 39.5269 | 59.4962
159.43 | 10577.7 | 238.151 | 0.6 | 0.64491 | 11.3475 | 39.7686 | 1.0132 | 39.5123 | 59.4494
159.906 | 10464.2 | 237.959 | 0.6 | 0.6392 | 11.331 | 39.7527 | 1.0132 | 39.4969 | 59.4004
160.407 | 10345.2 | 237.759 | 0.6 | 0.63318 | 11.3136 | 39.736 | 1.0132 | 39.4806 | 59.3491
160.932 | 10220.4 | 237.548 | 0.6 | 0.62685 | 11.2955 | 39.7182 | 1.0132 | 39.4633 | 59.2953
161.484 | 10089.4 | 237.328 | 0.6 | 0.62018 | 11.2765 | 39.6993 | 1.0132 | 39.445 | 59.2391
162.063 | 9952 | 237.098 | 0.6 | 0.61315 | 11.2567 | 39.6794 | 1.0132 | 39.4255 | 59.1801
162.671 | 9807.88 | 236.857 | 0.6 | 0.60574 | 11.2359 | 39.6581 | 1.0132 | 39.4049 | 59.1184
163.31 | 9656.71 | 236.604 | 0.6 | 0.59792 | 11.2142 | 39.6356 | 1.0132 | 39.3829 | 59.0537
163.98 | 9498.16 | 236.34 | 0.6 | 0.58968 | 11.1915 | 39.6116 | 1.0132 | 39.3596 | 58.986
164.684 | 9331.87 | 236.063 | 0.6 | 0.58099 | 11.1678 | 39.5861 | 1.0132 | 39.3347 | 58.9151
165.423 | 9157.47 | 235.774 | 0.6 | 0.57182 | 11.143 | 39.5589 | 1.0132 | 39.3081 | 58.841
166.199 | 8974.59 | 235.471 | 0.6 | 0.56213 | 11.1171 | 39.5299 | 1.0132 | 39.2798 | 58.7633
167.014 | 8782.81 | 235.154 | 0.6 | 0.5519 | 11.09 | 39.4989 | 1.0132 | 39.2496 | 58.6821
167.87 | 8581.72 | 234.823 | 0.6 | 0.54109 | 11.0618 | 39.4659 | 1.0132 | 39.2173 | 58.597
168.769 | 8370.88 | 234.476 | 0.6 | 0.52965 | 11.0323 | 39.4304 | 1.0132 | 39.1827 | 58.508
169.712 | 8149.84 | 234.114 | 0.6 | 0.51755 | 11.0014 | 39.3925 | 1.0132 | 39.1455 | 58.4149
170.703 | 7918.11 | 233.735 | 0.6 | 0.50473 | 10.9693 | 39.3517 | 1.0132 | 39.1057 | 58.3175
171.743 | 7675.2 | 233.338 | 0.6 | 0.49115 | 10.9357 | 39.3078 | 1.0132 | 39.0627 | 58.2155
172.835 | 7420.58 | 232.924 | 0.6 | 0.47674 | 10.9006 | 39.2605 | 1.0132 | 39.0164 | 58.1088
173.982 | 7153.73 | 232.491 | 0.6 | 0.46143 | 10.864 | 39.2094 | 1.0132 | 38.9663 | 57.9971
175.186 | 6874.06 | 232.038 | 0.6 | 0.44515 | 10.8258 | 39.154 | 1.0132 | 38.9119 | 57.8802
176.45 | 6581 | 231.565 | 0.6 | 0.4278 | 10.786 | 39.0938 | 1.0132 | 38.8528 | 57.7578
177.777 | 6273.93 | 231.07 | 0.6 | 0.4093 | 10.7444 | 39.0283 | 1.0132 | 38.7884 | 57.6298
179.171 | 5952.22 | 230.552 | 0.6 | 0.38951 | 10.701 | 38.9566 | 1.0132 | 38.7179 | 57.4957
180.635 | 5615.19 | 230.011 | 0.6 | 0.36828 | 10.6558 | 38.8777 | 1.0132 | 38.6404 | 57.3553
182.172 | 5262.16 | 229.446 | 0.6 | 0.34545 | 10.6086 | 38.7906 | 1.0132 | 38.5545 | 57.2082
183.785 | 4892.42 | 228.853 | 0.6 | 0.32079 | 10.5592 | 38.6939 | 1.0132 | 38.4593 | 57.0537
185.479 | 4505.22 | 228.233 | 0.6 | 0.29401 | 10.5077 | 38.5859 | 1.0132 | 38.3527 | 56.8916
187.258 | 4099.78 | 227.584 | 0.6 | 0.26472 | 10.4539 | 38.4637 | 1.0132 | 38.2322 | 56.7212
189.126 | 3675.31 | 226.902 | 0.6 | 0.23235 | 10.3975 | 38.3242 | 1.0132 | 38.0943 | 56.5416
191.088 | 3231 | 226.183 | 0.6 | 0.19604 | 10.3382 | 38.1624 | 1.0132 | 37.9343 | 56.3513
193.147 | 2765.99 | 225.423 | 0.6 | 0.15425 | 10.2758 | 37.9715 | 1.0132 | 37.7453 | 56.1489
195.309 | 2279.42 | 224.616 | 0.6 | 0.10359 | 10.2098 | 37.7418 | 1.0132 | 37.5176 | 55.9321
197.58 | 1770.42 | 223.74 | 0.6 | 0.029624 | 10.1392 | 37.4535 | 1.0132 | 37.2316 | 55.6942
197.918 | 1694.78 | 223.601 | 0.6 | 0.0095461 | 10.1286 | 37.4053 | 1.0132 | 37.1837 | 55.6562
Scenario (Time varying leak) : MA_EXBN
RUBY_FRA_Rev.B_v06_shk\Offloading\021-02-L\021-02-L_MA\MA_EXBN
MA_EXBN
Weather: 7.7D
| Mass calculation |  |  | Tank or stagnation data |  |  | Orifice or pipe exit data (before atmospheric expansion)
Time [s] | Mass remaining [kg] | Mass flow rate [kg/s] | Discharge coefficient | Liquid height [m] | Pressure [bar] | Temperature [degC] | Pressure [bar] | Temperature [degC] | Velocity [m/s]
0 | 12358.4 | 241.204 | 0.6 | 0.73214 | 11.6133 | 40 | 1.0132 | 39.7367 | 60.2283
152 | 12358.4 | 241.204 | 0.6 | 0.73214 | 11.6133 | 40 | 1.0132 | 39.7367 | 60.2283
152 | 80197.5 | 241.681 | 0.6 | 1.3656 | 11.6133 | 40 | 1.0132 | 39.7357 | 60.3475
152.105 | 80172.1 | 241.674 | 0.6 | 1.3653 | 11.6127 | 39.9995 | 1.0132 | 39.7352 | 60.3457
152.215 | 80145.4 | 241.667 | 0.6 | 1.3649 | 11.612 | 39.999 | 1.0132 | 39.7347 | 60.3439
152.331 | 80117.5 | 241.659 | 0.6 | 1.3645 | 11.6114 | 39.9985 | 1.0132 | 39.7342 | 60.3419
152.453 | 80088.1 | 241.652 | 0.6 | 1.3641 | 11.6107 | 39.9979 | 1.0132 | 39.7337 | 60.3399
152.58 | 80057.3 | 241.643 | 0.6 | 1.3637 | 11.61 | 39.9974 | 1.0132 | 39.7331 | 60.3378
152.714 | 80024.9 | 241.634 | 0.6 | 1.3632 | 11.6092 | 39.9968 | 1.0132 | 39.7325 | 60.3355
152.855 | 79990.9 | 241.625 | 0.6 | 1.3628 | 11.6084 | 39.9961 | 1.0132 | 39.7319 | 60.3332
153.003 | 79955.2 | 241.615 | 0.6 | 1.3623 | 11.6076 | 39.9954 | 1.0132 | 39.7313 | 60.3307
153.158 | 79917.7 | 241.605 | 0.6 | 1.3618 | 11.6067 | 39.9947 | 1.0132 | 39.7306 | 60.3281
153.321 | 79878.4 | 241.594 | 0.6 | 1.3612 | 11.6058 | 39.994 | 1.0132 | 39.7299 | 60.3254
153.492 | 79837 | 241.583 | 0.6 | 1.3607 | 11.6048 | 39.9932 | 1.0132 | 39.7291 | 60.3225
153.671 | 79793.7 | 241.571 | 0.6 | 1.3601 | 11.6038 | 39.9924 | 1.0132 | 39.7283 | 60.3195
153.86 | 79748.1 | 241.559 | 0.6 | 1.3594 | 11.6027 | 39.9915 | 1.0132 | 39.7275 | 60.3163
154.058 | 79700.3 | 241.546 | 0.6 | 1.3588 | 11.6016 | 39.9906 | 1.0132 | 39.7266 | 60.313
154.266 | 79650.1 | 241.532 | 0.6 | 1.3581 | 11.6004 | 39.9897 | 1.0132 | 39.7257 | 60.3096
154.484 | 79597.4 | 241.518 | 0.6 | 1.3574 | 11.5992 | 39.9887 | 1.0132 | 39.7248 | 60.3059
154.713 | 79542.1 | 241.503 | 0.6 | 1.3566 | 11.5979 | 39.9877 | 1.0132 | 39.7237 | 60.3021
154.954 | 79484 | 241.487 | 0.6 | 1.3558 | 11.5965 | 39.9866 | 1.0132 | 39.7227 | 60.298
155.207 | 79423 | 241.471 | 0.6 | 1.355 | 11.5951 | 39.9854 | 1.0132 | 39.7216 | 60.2938
155.472 | 79358.9 | 241.453 | 0.6 | 1.3541 | 11.5936 | 39.9842 | 1.0132 | 39.7204 | 60.2894
155.751 | 79291.7 | 241.435 | 0.6 | 1.3531 | 11.592 | 39.9829 | 1.0132 | 39.7192 | 60.2847
156.043 | 79221.1 | 241.416 | 0.6 | 1.3522 | 11.5904 | 39.9816 | 1.0132 | 39.7179 | 60.2799
156.35 | 79146.9 | 241.396 | 0.6 | 1.3512 | 11.5886 | 39.9802 | 1.0132 | 39.7165 | 60.2747
156.673 | 79069.1 | 241.375 | 0.6 | 1.3501 | 11.5868 | 39.9787 | 1.0132 | 39.7151 | 60.2693
157.011 | 78987.4 | 241.352 | 0.6 | 1.3489 | 11.5849 | 39.9771 | 1.0132 | 39.7136 | 60.2637
157.367 | 78901.6 | 241.329 | 0.6 | 1.3478 | 11.5829 | 39.9755 | 1.0132 | 39.712 | 60.2578
157.74 | 78811.6 | 241.305 | 0.6 | 1.3465 | 11.5808 | 39.9738 | 1.0132 | 39.7104 | 60.2516
158.132 | 78717.1 | 241.279 | 0.6 | 1.3452 | 11.5786 | 39.972 | 1.0132 | 39.7086 | 60.245
158.544 | 78617.8 | 241.252 | 0.6 | 1.3438 | 11.5763 | 39.9702 | 1.0132 | 39.7068 | 60.2382
158.976 | 78513.6 | 241.224 | 0.6 | 1.3424 | 11.5739 | 39.9682 | 1.0132 | 39.7049 | 60.231
159.43 | 78404.2 | 241.194 | 0.6 | 1.3409 | 11.5713 | 39.9661 | 1.0132 | 39.7029 | 60.2234
159.906 | 78289.3 | 241.163 | 0.6 | 1.3393 | 11.5686 | 39.9639 | 1.0132 | 39.7008 | 60.2155
160.407 | 78168.7 | 241.13 | 0.6 | 1.3376 | 11.5658 | 39.9616 | 1.0132 | 39.6985 | 60.2071
160.932 | 78042.1 | 241.096 | 0.6 | 1.3359 | 11.5629 | 39.9592 | 1.0132 | 39.6962 | 60.1984
161.484 | 77909.2 | 241.06 | 0.6 | 1.334 | 11.5598 | 39.9566 | 1.0132 | 39.6937 | 60.1892
162.063 | 77769.6 | 241.022 | 0.6 | 1.3321 | 11.5565 | 39.9539 | 1.0132 | 39.6911 | 60.1796
162.671 | 77623.1 | 240.983 | 0.6 | 1.33 | 11.5531 | 39.9511 | 1.0132 | 39.6884 | 60.1695
163.31 | 77469.3 | 240.941 | 0.6 | 1.3279 | 11.5495 | 39.9482 | 1.0132 | 39.6855 | 60.1589
163.98 | 77307.8 | 240.898 | 0.6 | 1.3257 | 11.5458 | 39.945 | 1.0132 | 39.6825 | 60.1478
164.684 | 77138.4 | 240.852 | 0.6 | 1.3233 | 11.5419 | 39.9418 | 1.0132 | 39.6794 | 60.1361
165.423 | 76960.4 | 240.804 | 0.6 | 1.3208 | 11.5377 | 39.9383 | 1.0132 | 39.6761 | 60.1239
166.199 | 76773.6 | 240.753 | 0.6 | 1.3182 | 11.5334 | 39.9347 | 1.0132 | 39.6725 | 60.111
167.014 | 76577.5 | 240.7 | 0.6 | 1.3155 | 11.5288 | 39.9309 | 1.0132 | 39.6688 | 60.0975
167.87 | 76371.7 | 240.645 | 0.6 | 1.3126 | 11.5241 | 39.9269 | 1.0132 | 39.665 | 60.0834
168.769 | 76155.6 | 240.586 | 0.6 | 1.3096 | 11.5191 | 39.9227 | 1.0132 | 39.6609 | 60.0685
169.712 | 75928.7 | 240.525 | 0.6 | 1.3064 | 11.5138 | 39.9182 | 1.0132 | 39.6566 | 60.0529
170.703 | 75690.5 | 240.461 | 0.6 | 1.3031 | 11.5083 | 39.9136 | 1.0132 | 39.6521 | 60.0365
171.743 | 75440.5 | 240.394 | 0.6 | 1.2996 | 11.5026 | 39.9086 | 1.0132 | 39.6473 | 60.0194
172.835 | 75178.1 | 240.323 | 0.6 | 1.2959 | 11.4965 | 39.9034 | 1.0132 | 39.6423 | 60.0014
173.982 | 74902.6 | 240.249 | 0.6 | 1.2921 | 11.4902 | 39.898 | 1.0132 | 39.637 | 59.9825
175.186 | 74613.3 | 240.171 | 0.6 | 1.288 | 11.4835 | 39.8922 | 1.0132 | 39.6314 | 59.9627
176.45 | 74309.7 | 240.09 | 0.6 | 1.2837 | 11.4765 | 39.8861 | 1.0132 | 39.6255 | 59.9419
177.777 | 73991.1 | 240.004 | 0.6 | 1.2792 | 11.4692 | 39.8797 | 1.0132 | 39.6193 | 59.92
179.171 | 73656.6 | 239.915 | 0.6 | 1.2745 | 11.4615 | 39.873 | 1.0132 | 39.6128 | 59.8972
180.635 | 73305.6 | 239.821 | 0.6 | 1.2695 | 11.4535 | 39.8659 | 1.0132 | 39.6059 | 59.8732
182.172 | 72937.1 | 239.722 | 0.6 | 1.2643 | 11.4451 | 39.8584 | 1.0132 | 39.5986 | 59.848
183.785 | 72550.4 | 239.618 | 0.6 | 1.2589 | 11.4362 | 39.8505 | 1.0132 | 39.5909 | 59.8216
185.479 | 72144.5 | 239.51 | 0.6 | 1.2531 | 11.4269 | 39.8422 | 1.0132 | 39.5829 | 59.7939
187.258 | 71718.5 | 239.396 | 0.6 | 1.247 | 11.4172 | 39.8334 | 1.0132 | 39.5743 | 59.7648
189.126 | 71271.5 | 239.277 | 0.6 | 1.2407 | 11.4071 | 39.8241 | 1.0132 | 39.5654 | 59.7344
191.088 | 70802.3 | 239.152 | 0.6 | 1.234 | 11.3964 | 39.8143 | 1.0132 | 39.5559 | 59.7025
193.147 | 70309.9 | 239.021 | 0.6 | 1.2269 | 11.3852 | 39.804 | 1.0132 | 39.5458 | 59.669
195.309 | 69793.2 | 238.883 | 0.6 | 1.2195 | 11.3735 | 39.7931 | 1.0132 | 39.5353 | 59.6339
197.58 | 69251 | 238.739 | 0.6 | 1.2117 | 11.3613 | 39.7816 | 1.0132 | 39.5241 | 59.5971
199.964 | 68682 | 238.588 | 0.6 | 1.2035 | 11.3484 | 39.7695 | 1.0132 | 39.5123 | 59.5585
202.467 | 68085 | 238.43 | 0.6 | 1.1948 | 11.335 | 39.7566 | 1.0132 | 39.4998 | 59.5181
205.095 | 67458.5 | 238.264 | 0.6 | 1.1858 | 11.3209 | 39.743 | 1.0132 | 39.4866 | 59.4757
207.855 | 66801.2 | 238.09 | 0.6 | 1.1762 | 11.3062 | 39.7287 | 1.0132 | 39.4727 | 59.4312
210.753 | 66111.5 | 237.908 | 0.6 | 1.1661 | 11.2907 | 39.7135 | 1.0132 | 39.4579 | 59.3847
213.795 | 65387.9 | 237.717 | 0.6 | 1.1555 | 11.2746 | 39.6974 | 1.0132 | 39.4422 | 59.3359
216.99 | 64628.7 | 237.517 | 0.6 | 1.1443 | 11.2577 | 39.6803 | 1.0132 | 39.4256 | 59.2848
220.345 | 63832.3 | 237.308 | 0.6 | 1.1326 | 11.24 | 39.6623 | 1.0132 | 39.4081 | 59.2312
223.867 | 62996.8 | 237.089 | 0.6 | 1.1202 | 11.2215 | 39.6431 | 1.0132 | 39.3894 | 59.1752
227.565 | 62120.4 | 236.859 | 0.6 | 1.1071 | 11.2022 | 39.6228 | 1.0132 | 39.3696 | 59.1164
231.449 | 61201 | 236.618 | 0.6 | 1.0934 | 11.1819 | 39.6012 | 1.0132 | 39.3485 | 59.0548
235.526 | 60236.7 | 236.367 | 0.6 | 1.0788 | 11.1607 | 39.5782 | 1.0132 | 39.3262 | 58.9903
239.807 | 59225.3 | 236.103 | 0.6 | 1.0635 | 11.1386 | 39.5538 | 1.0132 | 39.3024 | 58.9228
244.303 | 58164.5 | 235.827 | 0.6 | 1.0474 | 11.1154 | 39.5278 | 1.0132 | 39.277 | 58.8521
249.023 | 57052 | 235.538 | 0.6 | 1.0303 | 11.0913 | 39.5001 | 1.0132 | 39.2499 | 58.778
253.979 | 55885.4 | 235.236 | 0.6 | 1.0123 | 11.066 | 39.4705 | 1.0132 | 39.2211 | 58.7004
259.183 | 54662 | 234.92 | 0.6 | 0.99325 | 11.0396 | 39.439 | 1.0132 | 39.1903 | 58.6192
264.647 | 53379.2 | 234.589 | 0.6 | 0.97312 | 11.012 | 39.4052 | 1.0132 | 39.1573 | 58.5343
270.384 | 52034.3 | 234.242 | 0.6 | 0.95183 | 10.9832 | 39.369 | 1.0132 | 39.1219 | 58.4453
276.409 | 50624.2 | 233.88 | 0.6 | 0.92928 | 10.953 | 39.3303 | 1.0132 | 39.084 | 58.3521
282.734 | 49145.9 | 233.501 | 0.6 | 0.90539 | 10.9216 | 39.2887 | 1.0132 | 39.0433 | 58.2545
289.376 | 47596.4 | 233.104 | 0.6 | 0.88006 | 10.8888 | 39.2438 | 1.0132 | 38.9993 | 58.1524
296.35 | 45972.1 | 232.689 | 0.6 | 0.85317 | 10.8545 | 39.1954 | 1.0132 | 38.9519 | 58.0455
303.672 | 44269.8 | 232.255 | 0.6 | 0.82459 | 10.8188 | 39.1432 | 1.0132 | 38.9007 | 57.9335
311.361 | 42485.8 | 231.801 | 0.6 | 0.79417 | 10.7814 | 39.0865 | 1.0132 | 38.845 | 57.8162
319.434 | 40616.3 | 231.326 | 0.6 | 0.76174 | 10.7425 | 39.0247 | 1.0132 | 38.7844 | 57.6934
327.91 | 38657.6 | 230.828 | 0.6 | 0.72709 | 10.7018 | 38.9574 | 1.0132 | 38.7182 | 57.5646
336.811 | 36605.4 | 230.307 | 0.6 | 0.68999 | 10.6593 | 38.8835 | 1.0132 | 38.6455 | 57.4295
346.157 | 34455.6 | 229.762 | 0.6 | 0.65015 | 10.6149 | 38.802 | 1.0132 | 38.5653 | 57.2877
355.969 | 32203.8 | 229.19 | 0.6 | 0.6072 | 10.5686 | 38.7119 | 1.0132 | 38.4766 | 57.1389
366.273 | 29845.4 | 228.591 | 0.6 | 0.56071 | 10.5201 | 38.6116 | 1.0132 | 38.3777 | 56.9826
377.091 | 27375.8 | 227.963 | 0.6 | 0.51005 | 10.4695 | 38.4989 | 1.0132 | 38.2665 | 56.8182
388.451 | 24790 | 227.303 | 0.6 | 0.45441 | 10.4166 | 38.3716 | 1.0132 | 38.1408 | 56.6449
400.379 | 22083.1 | 226.609 | 0.6 | 0.39253 | 10.3612 | 38.2261 | 1.0132 | 37.9969 | 56.4619
412.903 | 19249.6 | 225.877 | 0.6 | 0.3224 | 10.3031 | 38.0567 | 1.0132 | 37.8293 | 56.2676
426.053 | 16284.5 | 225.091 | 0.6 | 0.24013 | 10.2411 | 37.8536 | 1.0132 | 37.6282 | 56.0579
439.86 | 13182.4 | 224.244 | 0.6 | 0.13532 | 10.1754 | 37.6064 | 1.0132 | 37.3832 | 55.8302
449.616 | 10997.9 | 223.607 | 0.6 | 0.017806 | 10.1285 | 37.4041 | 1.0132 | 37.1826 | 55.6577
Scenario (Time varying leak) : LA_EOBN
RUBY_FRA_Rev.B_v06_shk\Offloading\021-02-L\021-02-L_LA\LA_EOBN
LA_EOBN
Weather: 7.7D
| Mass calculation |  |  | Tank or stagnation data |  |  | Orifice or pipe exit data (before atmospheric expansion)
Time [s] | Mass remaining [kg] | Mass flow rate [kg/s] | Discharge coefficient | Liquid height [m] | Pressure [bar] | Temperature [degC] | Pressure [bar] | Temperature [degC] | Velocity [m/s]
0 | 12358.4 | 434.193 | 0.6 | 0.73214 | 11.6133 | 40 | 1.0132 | 39.7367 | 60.2283
152 | 12358.4 | 434.193 | 0.6 | 0.73214 | 11.6133 | 40 | 1.0132 | 39.7367 | 60.2283
152.105 | 12312.8 | 434.051 | 0.6 | 0.72996 | 11.6063 | 39.9944 | 1.0132 | 39.7313 | 60.2081
152.215 | 12265 | 433.901 | 0.6 | 0.72767 | 11.599 | 39.9886 | 1.0132 | 39.7257 | 60.187
152.331 | 12214.7 | 433.744 | 0.6 | 0.72526 | 11.5914 | 39.9824 | 1.0132 | 39.7197 | 60.1648
152.453 | 12162 | 433.58 | 0.6 | 0.72273 | 11.5834 | 39.9759 | 1.0132 | 39.7134 | 60.1415
152.58 | 12106.7 | 433.407 | 0.6 | 0.72007 | 11.575 | 39.9691 | 1.0132 | 39.7068 | 60.117
152.714 | 12048.6 | 433.226 | 0.6 | 0.71727 | 11.5662 | 39.9619 | 1.0132 | 39.6998 | 60.0914
152.855 | 11987.7 | 433.037 | 0.6 | 0.71433 | 11.557 | 39.9542 | 1.0132 | 39.6924 | 60.0646
153.003 | 11923.7 | 432.838 | 0.6 | 0.71124 | 11.5474 | 39.9462 | 1.0132 | 39.6847 | 60.0364
153.158 | 11856.6 | 432.629 | 0.6 | 0.70799 | 11.5373 | 39.9378 | 1.0132 | 39.6765 | 60.0069
153.321 | 11786.1 | 432.411 | 0.6 | 0.70457 | 11.5267 | 39.9289 | 1.0132 | 39.6679 | 59.9759
153.492 | 11712.2 | 432.181 | 0.6 | 0.70098 | 11.5156 | 39.9195 | 1.0132 | 39.6588 | 59.9434
153.671 | 11634.6 | 431.941 | 0.6 | 0.6972 | 11.5039 | 39.9095 | 1.0132 | 39.6492 | 59.9094
153.86 | 11553.2 | 431.689 | 0.6 | 0.69323 | 11.4917 | 39.8991 | 1.0132 | 39.639 | 59.8737
154.058 | 11467.7 | 431.426 | 0.6 | 0.68905 | 11.479 | 39.888 | 1.0132 | 39.6283 | 59.8363
154.266 | 11378.1 | 431.149 | 0.6 | 0.68466 | 11.4656 | 39.8764 | 1.0132 | 39.617 | 59.7971
154.484 | 11284 | 430.859 | 0.6 | 0.68003 | 11.4516 | 39.864 | 1.0132 | 39.605 | 59.7561
154.713 | 11185.3 | 430.556 | 0.6 | 0.67517 | 11.437 | 39.851 | 1.0132 | 39.5924 | 59.713
154.954 | 11081.7 | 430.238 | 0.6 | 0.67005 | 11.4216 | 39.8372 | 1.0132 | 39.579 | 59.6679
155.207 | 10973 | 429.905 | 0.6 | 0.66466 | 11.4056 | 39.8226 | 1.0132 | 39.5648 | 59.6207
155.472 | 10859 | 429.556 | 0.6 | 0.65899 | 11.3888 | 39.8072 | 1.0132 | 39.5499 | 59.5712
155.751 | 10739.4 | 429.191 | 0.6 | 0.65302 | 11.3712 | 39.7909 | 1.0132 | 39.534 | 59.5194
156.043 | 10613.9 | 428.808 | 0.6 | 0.64673 | 11.3528 | 39.7736 | 1.0132 | 39.5172 | 59.4651
156.35 | 10482.2 | 428.407 | 0.6 | 0.6401 | 11.3336 | 39.7552 | 1.0132 | 39.4994 | 59.4082
156.673 | 10344.1 | 427.988 | 0.6 | 0.63313 | 11.3135 | 39.7358 | 1.0132 | 39.4805 | 59.3486
157.011 | 10199.2 | 427.549 | 0.6 | 0.62577 | 11.2924 | 39.7151 | 1.0132 | 39.4604 | 59.2863
157.367 | 10047.3 | 427.09 | 0.6 | 0.61803 | 11.2704 | 39.6932 | 1.0132 | 39.439 | 59.221
157.74 | 9887.94 | 426.609 | 0.6 | 0.60986 | 11.2474 | 39.6699 | 1.0132 | 39.4164 | 59.1526
158.132 | 9720.79 | 426.106 | 0.6 | 0.60124 | 11.2234 | 39.6451 | 1.0132 | 39.3922 | 59.0811
158.544 | 9545.51 | 425.579 | 0.6 | 0.59215 | 11.1983 | 39.6188 | 1.0132 | 39.3665 | 59.0062
158.976 | 9361.69 | 425.029 | 0.6 | 0.58255 | 11.172 | 39.5906 | 1.0132 | 39.3391 | 58.9279
159.43 | 9168.93 | 424.452 | 0.6 | 0.57242 | 11.1446 | 39.5606 | 1.0132 | 39.3098 | 58.8458
159.906 | 8966.82 | 423.85 | 0.6 | 0.56172 | 11.116 | 39.5286 | 1.0132 | 39.2786 | 58.76
160.407 | 8754.92 | 423.22 | 0.6 | 0.55041 | 11.0861 | 39.4943 | 1.0132 | 39.2451 | 58.6702
160.932 | 8532.76 | 422.561 | 0.6 | 0.53844 | 11.0549 | 39.4576 | 1.0132 | 39.2092 | 58.5763
161.484 | 8299.86 | 421.873 | 0.6 | 0.52577 | 11.0223 | 39.4182 | 1.0132 | 39.1707 | 58.478
162.063 | 8055.72 | 421.153 | 0.6 | 0.51236 | 10.9883 | 39.3759 | 1.0132 | 39.1293 | 58.3752
162.671 | 7799.83 | 420.4 | 0.6 | 0.49814 | 10.9529 | 39.3303 | 1.0132 | 39.0847 | 58.2677
163.31 | 7531.63 | 419.613 | 0.6 | 0.48304 | 10.9158 | 39.2811 | 1.0132 | 39.0365 | 58.1552
163.98 | 7250.57 | 418.791 | 0.6 | 0.46701 | 10.8772 | 39.2279 | 1.0132 | 38.9844 | 58.0375
164.684 | 6956.05 | 417.932 | 0.6 | 0.44995 | 10.8369 | 39.1702 | 1.0132 | 38.9278 | 57.9143
165.423 | 6647.45 | 417.034 | 0.6 | 0.43176 | 10.7949 | 39.1074 | 1.0132 | 38.8661 | 57.7854
166.199 | 6324.13 | 416.096 | 0.6 | 0.41235 | 10.7511 | 39.0388 | 1.0132 | 38.7988 | 57.6506
167.014 | 5985.43 | 415.115 | 0.6 | 0.39157 | 10.7055 | 38.9635 | 1.0132 | 38.7248 | 57.5095
167.87 | 5630.65 | 414.09 | 0.6 | 0.36927 | 10.6578 | 38.8807 | 1.0132 | 38.6433 | 57.3616
168.769 | 5259.08 | 413.018 | 0.6 | 0.34525 | 10.6081 | 38.7891 | 1.0132 | 38.5531 | 57.2067
169.712 | 4869.96 | 411.896 | 0.6 | 0.31927 | 10.5562 | 38.687 | 1.0132 | 38.4525 | 57.0442
170.703 | 4462.52 | 410.722 | 0.6 | 0.29099 | 10.502 | 38.5723 | 1.0132 | 38.3393 | 56.8737
171.743 | 4035.97 | 409.491 | 0.6 | 0.25998 | 10.4454 | 38.4422 | 1.0132 | 38.2108 | 56.6942
172.835 | 3589.46 | 408.198 | 0.6 | 0.22555 | 10.386 | 38.2926 | 1.0132 | 38.063 | 56.5047
173.982 | 3122.14 | 406.836 | 0.6 | 0.18667 | 10.3237 | 38.1184 | 1.0132 | 37.8907 | 56.3042
175.186 | 2633.15 | 405.398 | 0.6 | 0.14132 | 10.2581 | 37.9117 | 1.0132 | 37.686 | 56.091
176.45 | 2121.59 | 403.855 | 0.6 | 0.084473 | 10.1882 | 37.657 | 1.0132 | 37.4335 | 55.8601
177.509 | 1694.76 | 402.504 | 0.6 | 0.009546 | 10.1285 | 37.4031 | 1.0132 | 37.1815 | 55.6558
Scenario (Time varying leak) : LA_EXBN
RUBY_FRA_Rev.B_v06_shk\Offloading\021-02-L\021-02-L_LA\LA_EXBN
LA_EXBN
Weather: 7.7D
| Mass calculation |  |  | Tank or stagnation data |  |  | Orifice or pipe exit data (before atmospheric expansion)
Time [s] | Mass remaining [kg] | Mass flow rate [kg/s] | Discharge coefficient | Liquid height [m] | Pressure [bar] | Temperature [degC] | Pressure [bar] | Temperature [degC] | Velocity [m/s]
0 | 12358.4 | 434.193 | 0.6 | 0.73214 | 11.6133 | 40 | 1.0132 | 39.7367 | 60.2283
152 | 12358.4 | 434.193 | 0.6 | 0.73214 | 11.6133 | 40 | 1.0132 | 39.7367 | 60.2283
152 | 80197.5 | 435.053 | 0.6 | 1.3656 | 11.6133 | 40 | 1.0132 | 39.7357 | 60.3475
152.105 | 80151.8 | 435.03 | 0.6 | 1.365 | 11.6122 | 39.9991 | 1.0132 | 39.7348 | 60.3443
152.215 | 80103.8 | 435.007 | 0.6 | 1.3643 | 11.6111 | 39.9982 | 1.0132 | 39.734 | 60.341
152.331 | 80053.5 | 434.982 | 0.6 | 1.3636 | 11.6099 | 39.9973 | 1.0132 | 39.7331 | 60.3375
152.453 | 80000.6 | 434.956 | 0.6 | 1.3629 | 11.6086 | 39.9963 | 1.0132 | 39.7321 | 60.3338
152.58 | 79945.1 | 434.929 | 0.6 | 1.3621 | 11.6073 | 39.9953 | 1.0132 | 39.7311 | 60.33
152.714 | 79886.8 | 434.901 | 0.6 | 1.3613 | 11.606 | 39.9942 | 1.0132 | 39.73 | 60.3259
152.855 | 79825.6 | 434.871 | 0.6 | 1.3605 | 11.6045 | 39.993 | 1.0132 | 39.7289 | 60.3217
153.003 | 79761.4 | 434.839 | 0.6 | 1.3596 | 11.603 | 39.9918 | 1.0132 | 39.7277 | 60.3173
153.158 | 79694 | 434.806 | 0.6 | 1.3587 | 11.6014 | 39.9905 | 1.0132 | 39.7265 | 60.3126
153.321 | 79623.2 | 434.772 | 0.6 | 1.3577 | 11.5998 | 39.9892 | 1.0132 | 39.7252 | 60.3077
153.492 | 79548.8 | 434.735 | 0.6 | 1.3567 | 11.598 | 39.9878 | 1.0132 | 39.7239 | 60.3025
153.671 | 79470.8 | 434.697 | 0.6 | 1.3556 | 11.5962 | 39.9863 | 1.0132 | 39.7224 | 60.2971
153.86 | 79388.8 | 434.657 | 0.6 | 1.3545 | 11.5943 | 39.9848 | 1.0132 | 39.721 | 60.2915
154.058 | 79302.9 | 434.615 | 0.6 | 1.3533 | 11.5923 | 39.9831 | 1.0132 | 39.7194 | 60.2855
154.266 | 79212.6 | 434.571 | 0.6 | 1.352 | 11.5902 | 39.9814 | 1.0132 | 39.7177 | 60.2793
154.484 | 79117.8 | 434.525 | 0.6 | 1.3507 | 11.588 | 39.9797 | 1.0132 | 39.716 | 60.2727
154.713 | 79018.2 | 434.476 | 0.6 | 1.3494 | 11.5856 | 39.9778 | 1.0132 | 39.7142 | 60.2658
154.954 | 78913.7 | 434.425 | 0.6 | 1.3479 | 11.5832 | 39.9758 | 1.0132 | 39.7123 | 60.2586
155.207 | 78803.9 | 434.371 | 0.6 | 1.3464 | 11.5806 | 39.9737 | 1.0132 | 39.7102 | 60.251
155.472 | 78688.7 | 434.315 | 0.6 | 1.3448 | 11.5779 | 39.9715 | 1.0132 | 39.7081 | 60.2431
155.751 | 78567.8 | 434.256 | 0.6 | 1.3431 | 11.5751 | 39.9692 | 1.0132 | 39.7059 | 60.2347
156.043 | 78440.9 | 434.194 | 0.6 | 1.3414 | 11.5722 | 39.9668 | 1.0132 | 39.7036 | 60.2259
156.35 | 78307.6 | 434.129 | 0.6 | 1.3395 | 11.569 | 39.9643 | 1.0132 | 39.7011 | 60.2167
156.673 | 78167.6 | 434.061 | 0.6 | 1.3376 | 11.5658 | 39.9616 | 1.0132 | 39.6985 | 60.2071
157.011 | 78020.7 | 433.989 | 0.6 | 1.3356 | 11.5624 | 39.9588 | 1.0132 | 39.6958 | 60.1969
157.367 | 77866.4 | 433.914 | 0.6 | 1.3334 | 11.5588 | 39.9558 | 1.0132 | 39.6929 | 60.1863
157.74 | 77704.6 | 433.835 | 0.6 | 1.3312 | 11.555 | 39.9527 | 1.0132 | 39.6899 | 60.1751
158.132 | 77534.6 | 433.752 | 0.6 | 1.3288 | 11.5511 | 39.9494 | 1.0132 | 39.6868 | 60.1634
158.544 | 77356.1 | 433.665 | 0.6 | 1.3263 | 11.5469 | 39.946 | 1.0132 | 39.6835 | 60.1511
158.976 | 77168.7 | 433.574 | 0.6 | 1.3237 | 11.5426 | 39.9424 | 1.0132 | 39.6799 | 60.1382
159.43 | 76972 | 433.479 | 0.6 | 1.321 | 11.538 | 39.9385 | 1.0132 | 39.6762 | 60.1247
159.906 | 76765.6 | 433.378 | 0.6 | 1.3181 | 11.5332 | 39.9345 | 1.0132 | 39.6724 | 60.1104
160.407 | 76548.8 | 433.273 | 0.6 | 1.3151 | 11.5282 | 39.9303 | 1.0132 | 39.6683 | 60.0955
160.932 | 76321.3 | 433.162 | 0.6 | 1.3119 | 11.5229 | 39.9259 | 1.0132 | 39.664 | 60.0799
161.484 | 76082.4 | 433.046 | 0.6 | 1.3086 | 11.5174 | 39.9212 | 1.0132 | 39.6594 | 60.0635
162.063 | 75831.6 | 432.925 | 0.6 | 1.3051 | 11.5116 | 39.9162 | 1.0132 | 39.6547 | 60.0462
162.671 | 75568.4 | 432.797 | 0.6 | 1.3014 | 11.5055 | 39.911 | 1.0132 | 39.6496 | 60.0281
163.31 | 75292.1 | 432.663 | 0.6 | 1.2975 | 11.4991 | 39.9056 | 1.0132 | 39.6443 | 60.0092
163.98 | 75002 | 432.523 | 0.6 | 1.2935 | 11.4924 | 39.8998 | 1.0132 | 39.6388 | 59.9893
164.684 | 74697.6 | 432.375 | 0.6 | 1.2892 | 11.4854 | 39.8938 | 1.0132 | 39.6329 | 59.9684
165.423 | 74378 | 432.221 | 0.6 | 1.2847 | 11.4781 | 39.8874 | 1.0132 | 39.6267 | 59.9465
166.199 | 74042.6 | 432.059 | 0.6 | 1.28 | 11.4704 | 39.8806 | 1.0132 | 39.6201 | 59.9235
167.014 | 73690.6 | 431.889 | 0.6 | 1.275 | 11.4623 | 39.8735 | 1.0132 | 39.6133 | 59.8994
167.87 | 73321.1 | 431.71 | 0.6 | 1.2698 | 11.4538 | 39.866 | 1.0132 | 39.606 | 59.8742
168.769 | 72933.2 | 431.524 | 0.6 | 1.2643 | 11.445 | 39.8582 | 1.0132 | 39.5984 | 59.8477
169.712 | 72526.2 | 431.327 | 0.6 | 1.2585 | 11.4357 | 39.8498 | 1.0132 | 39.5903 | 59.8199
170.703 | 72099 | 431.122 | 0.6 | 1.2525 | 11.4259 | 39.8411 | 1.0132 | 39.5818 | 59.7907
171.743 | 71650.7 | 430.906 | 0.6 | 1.2461 | 11.4157 | 39.8318 | 1.0132 | 39.5728 | 59.7602
172.835 | 71180.2 | 430.68 | 0.6 | 1.2394 | 11.405 | 39.8221 | 1.0132 | 39.5634 | 59.7281
173.982 | 70686.5 | 430.443 | 0.6 | 1.2323 | 11.3938 | 39.8118 | 1.0132 | 39.5534 | 59.6945
175.186 | 70168.3 | 430.195 | 0.6 | 1.2249 | 11.382 | 39.8009 | 1.0132 | 39.5428 | 59.6593
176.45 | 69624.6 | 429.935 | 0.6 | 1.2171 | 11.3697 | 39.7894 | 1.0132 | 39.5317 | 59.6224
177.777 | 69054.1 | 429.662 | 0.6 | 1.2088 | 11.3568 | 39.7773 | 1.0132 | 39.5199 | 59.5837
179.171 | 68455.4 | 429.376 | 0.6 | 1.2002 | 11.3433 | 39.7644 | 1.0132 | 39.5074 | 59.5431
180.635 | 67827.1 | 429.077 | 0.6 | 1.1911 | 11.3292 | 39.7509 | 1.0132 | 39.4942 | 59.5006
182.172 | 67168 | 428.763 | 0.6 | 1.1815 | 11.3144 | 39.7365 | 1.0132 | 39.4803 | 59.456
183.785 | 66476.4 | 428.434 | 0.6 | 1.1715 | 11.2989 | 39.7214 | 1.0132 | 39.4655 | 59.4093
185.479 | 65750.8 | 428.089 | 0.6 | 1.1608 | 11.2827 | 39.7053 | 1.0132 | 39.4499 | 59.3604
187.258 | 64989.6 | 427.728 | 0.6 | 1.1497 | 11.2657 | 39.6883 | 1.0132 | 39.4334 | 59.3091
189.126 | 64191 | 427.35 | 0.6 | 1.1379 | 11.248 | 39.6702 | 1.0132 | 39.4158 | 59.2553
191.088 | 63353.2 | 426.954 | 0.6 | 1.1255 | 11.2294 | 39.6511 | 1.0132 | 39.3972 | 59.1991
193.147 | 62474.3 | 426.539 | 0.6 | 1.1124 | 11.21 | 39.6308 | 1.0132 | 39.3774 | 59.1401
195.309 | 61552.5 | 426.105 | 0.6 | 1.0986 | 11.1896 | 39.6092 | 1.0132 | 39.3564 | 59.0783
197.58 | 60585.5 | 425.65 | 0.6 | 1.0841 | 11.1684 | 39.5863 | 1.0132 | 39.334 | 59.0136
199.964 | 59571.3 | 425.174 | 0.6 | 1.0688 | 11.1462 | 39.5619 | 1.0132 | 39.3102 | 58.9459
202.467 | 58507.7 | 424.675 | 0.6 | 1.0526 | 11.1229 | 39.5359 | 1.0132 | 39.2849 | 58.8749
205.095 | 57392.2 | 424.153 | 0.6 | 1.0355 | 11.0986 | 39.5082 | 1.0132 | 39.2579 | 58.8006
207.855 | 56222.4 | 423.607 | 0.6 | 1.0175 | 11.0732 | 39.4787 | 1.0132 | 39.2291 | 58.7228
210.753 | 54995.7 | 423.036 | 0.6 | 0.99846 | 11.0467 | 39.4471 | 1.0132 | 39.1983 | 58.6413
213.795 | 53709.4 | 422.438 | 0.6 | 0.97832 | 11.019 | 39.4134 | 1.0132 | 39.1653 | 58.556
216.99 | 52360.8 | 421.812 | 0.6 | 0.95701 | 10.9901 | 39.3773 | 1.0132 | 39.13 | 58.4667
220.345 | 50947 | 421.157 | 0.6 | 0.93446 | 10.9598 | 39.3385 | 1.0132 | 39.092 | 58.3732
223.867 | 49464.8 | 420.472 | 0.6 | 0.91057 | 10.9283 | 39.2969 | 1.0132 | 39.0513 | 58.2753
227.565 | 47911 | 419.756 | 0.6 | 0.88523 | 10.8953 | 39.252 | 1.0132 | 39.0073 | 58.1728
231.449 | 46282.5 | 419.006 | 0.6 | 0.85834 | 10.8609 | 39.2036 | 1.0132 | 38.9599 | 58.0655
235.526 | 44575.6 | 418.222 | 0.6 | 0.82976 | 10.825 | 39.1513 | 1.0132 | 38.9086 | 57.9532
239.807 | 42786.8 | 417.402 | 0.6 | 0.79934 | 10.7876 | 39.0946 | 1.0132 | 38.853 | 57.8355
244.303 | 40912.4 | 416.544 | 0.6 | 0.76691 | 10.7484 | 39.0329 | 1.0132 | 38.7924 | 57.7122
249.023 | 38948.4 | 415.646 | 0.6 | 0.73228 | 10.7076 | 38.9655 | 1.0132 | 38.7262 | 57.5831
253.979 | 36890.7 | 414.706 | 0.6 | 0.6952 | 10.665 | 38.8917 | 1.0132 | 38.6536 | 57.4477
259.183 | 34735.1 | 413.722 | 0.6 | 0.65539 | 10.6205 | 38.8105 | 1.0132 | 38.5737 | 57.3057
264.647 | 32477.3 | 412.691 | 0.6 | 0.61249 | 10.5741 | 38.7206 | 1.0132 | 38.4851 | 57.1567
270.384 | 30112.6 | 411.611 | 0.6 | 0.56606 | 10.5256 | 38.6205 | 1.0132 | 38.3864 | 57.0001
276.409 | 27636.4 | 410.477 | 0.6 | 0.51551 | 10.4748 | 38.5082 | 1.0132 | 38.2756 | 56.8352
282.734 | 25043.7 | 409.285 | 0.6 | 0.46 | 10.4217 | 38.381 | 1.0132 | 38.15 | 56.6614
289.376 | 22329.5 | 408.031 | 0.6 | 0.39835 | 10.366 | 38.2352 | 1.0132 | 38.0059 | 56.4776
296.35 | 19488.6 | 406.705 | 0.6 | 0.32858 | 10.3075 | 38.0659 | 1.0132 | 37.8384 | 56.2824
303.672 | 16515.7 | 405.297 | 0.6 | 0.247 | 10.2458 | 37.8654 | 1.0132 | 37.6399 | 56.0738
311.361 | 13405.4 | 403.776 | 0.6 | 0.144 | 10.1801 | 37.6206 | 1.0132 | 37.3972 | 55.8466
317.333 | 10997.5 | 402.512 | 0.6 | 0.017805 | 10.1282 | 37.3983 | 1.0132 | 37.1768 | 55.6567