## Sheet1
Audit Number: 87420
Date: 3/5/2020 Time: 10:23 AM
TV Discharge Report
Workspace: RUBY_FRA_Rev.B_v05_shk
Study: ProcessArea
Equipment Item: 023-02-02-L
RUBY_FRA_Rev.B_v05_shk\ProcessArea\023-02-02-L
Material | 023-02-02-L 107
East | 128 | m
North | 6.2 | m
Scenario (Time varying leak) : SM_EOBN
RUBY_FRA_Rev.B_v05_shk\ProcessArea\023-02-02-L\023-02-02-L_SM\SM_EOBN
SM_EOBN
Weather: 6.6/D
| Mass calculation |  |  | Tank or stagnation data |  |  | Orifice or pipe exit data (before atmospheric expansion)
Time [s] | Mass remaining [kg] | Mass flow rate [kg/s] | Discharge coefficient | Liquid height [m] | Pressure [bar] | Temperature [degC] | Pressure [bar] | Temperature [degC] | Velocity [m/s]
0 | 1017.21 | 0.68616 | 0.6 | 1.3655 | 6.7133 | 44.2 | 1.0132 | 43.989 | 45.3557
123 | 1017.21 | 0.68616 | 0.6 | 1.3655 | 6.7133 | 44.2 | 1.0132 | 43.989 | 45.3557
123.105 | 1017.14 | 0.68615 | 0.6 | 1.3654 | 6.7132 | 44.1997 | 1.0132 | 43.9888 | 45.3554
123.215 | 1017.06 | 0.68615 | 0.6 | 1.3652 | 6.7131 | 44.1995 | 1.0132 | 43.9885 | 45.3551
123.331 | 1016.98 | 0.68614 | 0.6 | 1.3651 | 6.713 | 44.1992 | 1.0132 | 43.9882 | 45.3547
123.453 | 1016.9 | 0.68614 | 0.6 | 1.365 | 6.7129 | 44.1989 | 1.0132 | 43.9879 | 45.3543
123.58 | 1016.81 | 0.68613 | 0.6 | 1.3649 | 6.7128 | 44.1986 | 1.0132 | 43.9876 | 45.3539
123.714 | 1016.72 | 0.68613 | 0.6 | 1.3647 | 6.7127 | 44.1983 | 1.0132 | 43.9873 | 45.3535
123.855 | 1016.62 | 0.68612 | 0.6 | 1.3646 | 6.7126 | 44.1979 | 1.0132 | 43.987 | 45.3531
124.003 | 1016.52 | 0.68611 | 0.6 | 1.3645 | 6.7125 | 44.1976 | 1.0132 | 43.9866 | 45.3526
124.158 | 1016.42 | 0.68611 | 0.6 | 1.3643 | 6.7124 | 44.1972 | 1.0132 | 43.9862 | 45.3521
124.321 | 1016.3 | 0.6861 | 0.6 | 1.3642 | 6.7123 | 44.1968 | 1.0132 | 43.9859 | 45.3516
124.492 | 1016.19 | 0.68609 | 0.6 | 1.364 | 6.7122 | 44.1964 | 1.0132 | 43.9854 | 45.3511
124.671 | 1016.06 | 0.68608 | 0.6 | 1.3638 | 6.7121 | 44.1959 | 1.0132 | 43.985 | 45.3505
124.86 | 1015.93 | 0.68607 | 0.6 | 1.3636 | 6.7119 | 44.1955 | 1.0132 | 43.9846 | 45.3499
125.058 | 1015.8 | 0.68607 | 0.6 | 1.3634 | 6.7118 | 44.195 | 1.0132 | 43.9841 | 45.3493
125.266 | 1015.66 | 0.68606 | 0.6 | 1.3632 | 6.7116 | 44.1945 | 1.0132 | 43.9836 | 45.3487
125.484 | 1015.51 | 0.68605 | 0.6 | 1.363 | 6.7115 | 44.194 | 1.0132 | 43.9831 | 45.348
125.713 | 1015.35 | 0.68604 | 0.6 | 1.3628 | 6.7113 | 44.1934 | 1.0132 | 43.9825 | 45.3473
125.954 | 1015.18 | 0.68603 | 0.6 | 1.3626 | 6.7111 | 44.1928 | 1.0132 | 43.9819 | 45.3465
126.207 | 1015.01 | 0.68602 | 0.6 | 1.3623 | 6.711 | 44.1922 | 1.0132 | 43.9813 | 45.3457
126.472 | 1014.83 | 0.686 | 0.6 | 1.3621 | 6.7108 | 44.1915 | 1.0132 | 43.9807 | 45.3449
126.751 | 1014.64 | 0.68599 | 0.6 | 1.3618 | 6.7106 | 44.1909 | 1.0132 | 43.98 | 45.344
127.043 | 1014.44 | 0.68598 | 0.6 | 1.3615 | 6.7104 | 44.1902 | 1.0132 | 43.9793 | 45.3431
127.35 | 1014.23 | 0.68596 | 0.6 | 1.3612 | 6.7102 | 44.1894 | 1.0132 | 43.9786 | 45.3422
127.673 | 1014 | 0.68595 | 0.6 | 1.3609 | 6.7099 | 44.1886 | 1.0132 | 43.9778 | 45.3412
128.011 | 1013.77 | 0.68593 | 0.6 | 1.3606 | 6.7097 | 44.1878 | 1.0132 | 43.977 | 45.3401
128.367 | 1013.53 | 0.68592 | 0.6 | 1.3602 | 6.7094 | 44.1869 | 1.0132 | 43.9761 | 45.339
128.74 | 1013.27 | 0.6859 | 0.6 | 1.3599 | 6.7092 | 44.186 | 1.0132 | 43.9752 | 45.3379
129.132 | 1013 | 0.68588 | 0.6 | 1.3595 | 6.7089 | 44.1851 | 1.0132 | 43.9743 | 45.3366
129.544 | 1012.72 | 0.68587 | 0.6 | 1.3591 | 6.7086 | 44.1841 | 1.0132 | 43.9733 | 45.3354
129.976 | 1012.43 | 0.68585 | 0.6 | 1.3586 | 6.7083 | 44.183 | 1.0132 | 43.9723 | 45.334
130.43 | 1012.11 | 0.68583 | 0.6 | 1.3582 | 6.708 | 44.1819 | 1.0132 | 43.9712 | 45.3326
130.906 | 1011.79 | 0.68581 | 0.6 | 1.3577 | 6.7076 | 44.1807 | 1.0132 | 43.97 | 45.3311
131.407 | 1011.44 | 0.68578 | 0.6 | 1.3573 | 6.7073 | 44.1795 | 1.0132 | 43.9688 | 45.3296
131.932 | 1011.08 | 0.68576 | 0.6 | 1.3567 | 6.7069 | 44.1782 | 1.0132 | 43.9676 | 45.328
132.484 | 1010.71 | 0.68574 | 0.6 | 1.3562 | 6.7065 | 44.1769 | 1.0132 | 43.9662 | 45.3262
133.063 | 1010.31 | 0.68571 | 0.6 | 1.3556 | 6.7061 | 44.1755 | 1.0132 | 43.9648 | 45.3244
133.671 | 1009.89 | 0.68568 | 0.6 | 1.355 | 6.7057 | 44.174 | 1.0132 | 43.9634 | 45.3226
134.31 | 1009.45 | 0.68566 | 0.6 | 1.3544 | 6.7052 | 44.1724 | 1.0132 | 43.9618 | 45.3206
134.98 | 1008.99 | 0.68563 | 0.6 | 1.3538 | 6.7047 | 44.1708 | 1.0132 | 43.9602 | 45.3185
135.684 | 1008.51 | 0.68559 | 0.6 | 1.3531 | 6.7043 | 44.1691 | 1.0132 | 43.9585 | 45.3163
136.423 | 1008.01 | 0.68556 | 0.6 | 1.3524 | 6.7037 | 44.1673 | 1.0132 | 43.9567 | 45.314
137.199 | 1007.47 | 0.68553 | 0.6 | 1.3516 | 6.7032 | 44.1654 | 1.0132 | 43.9549 | 45.3116
138.014 | 1006.92 | 0.68549 | 0.6 | 1.3508 | 6.7026 | 44.1634 | 1.0132 | 43.9529 | 45.3091
138.87 | 1006.33 | 0.68545 | 0.6 | 1.35 | 6.702 | 44.1613 | 1.0132 | 43.9509 | 45.3065
139.769 | 1005.71 | 0.68541 | 0.6 | 1.3491 | 6.7014 | 44.1591 | 1.0132 | 43.9487 | 45.3037
140.712 | 1005.07 | 0.68537 | 0.6 | 1.3482 | 6.7007 | 44.1568 | 1.0132 | 43.9464 | 45.3008
141.703 | 1004.39 | 0.68533 | 0.6 | 1.3472 | 6.7 | 44.1544 | 1.0132 | 43.9441 | 45.2977
142.743 | 1003.68 | 0.68528 | 0.6 | 1.3462 | 6.6993 | 44.1519 | 1.0132 | 43.9416 | 45.2945
143.835 | 1002.93 | 0.68524 | 0.6 | 1.3451 | 6.6985 | 44.1492 | 1.0132 | 43.9389 | 45.2911
144.982 | 1002.14 | 0.68519 | 0.6 | 1.344 | 6.6977 | 44.1464 | 1.0132 | 43.9361 | 45.2876
146.186 | 1001.32 | 0.68513 | 0.6 | 1.3429 | 6.6969 | 44.1434 | 1.0132 | 43.9332 | 45.2839
147.45 | 1000.45 | 0.68508 | 0.6 | 1.3416 | 6.696 | 44.1403 | 1.0132 | 43.9302 | 45.28
148.777 | 999.543 | 0.68502 | 0.6 | 1.3403 | 6.6951 | 44.1371 | 1.0132 | 43.9269 | 45.2759
150.171 | 998.589 | 0.68496 | 0.6 | 1.339 | 6.6941 | 44.1336 | 1.0132 | 43.9235 | 45.2716
151.635 | 997.587 | 0.68489 | 0.6 | 1.3375 | 6.693 | 44.13 | 1.0132 | 43.92 | 45.2671
153.172 | 996.535 | 0.68483 | 0.6 | 1.336 | 6.692 | 44.1263 | 1.0132 | 43.9163 | 45.2624
154.785 | 995.431 | 0.68475 | 0.6 | 1.3345 | 6.6908 | 44.1223 | 1.0132 | 43.9124 | 45.2574
156.479 | 994.272 | 0.68468 | 0.6 | 1.3328 | 6.6897 | 44.1182 | 1.0132 | 43.9083 | 45.2522
158.258 | 993.054 | 0.6846 | 0.6 | 1.3311 | 6.6884 | 44.1138 | 1.0132 | 43.9039 | 45.2467
160.126 | 991.776 | 0.68452 | 0.6 | 1.3293 | 6.6871 | 44.1092 | 1.0132 | 43.8994 | 45.241
162.088 | 990.434 | 0.68443 | 0.6 | 1.3274 | 6.6857 | 44.1043 | 1.0132 | 43.8946 | 45.235
164.147 | 989.024 | 0.68434 | 0.6 | 1.3254 | 6.6843 | 44.0992 | 1.0132 | 43.8895 | 45.2287
166.309 | 987.546 | 0.68425 | 0.6 | 1.3233 | 6.6828 | 44.0938 | 1.0132 | 43.8843 | 45.222
168.58 | 985.993 | 0.68415 | 0.6 | 1.3211 | 6.6812 | 44.0882 | 1.0132 | 43.8787 | 45.2151
170.964 | 984.363 | 0.68405 | 0.6 | 1.3187 | 6.6796 | 44.0823 | 1.0132 | 43.8729 | 45.2078
173.467 | 982.652 | 0.68394 | 0.6 | 1.3163 | 6.6778 | 44.0761 | 1.0132 | 43.8668 | 45.2002
176.095 | 980.855 | 0.68382 | 0.6 | 1.3138 | 6.676 | 44.0695 | 1.0132 | 43.8603 | 45.1921
178.855 | 978.968 | 0.6837 | 0.6 | 1.3111 | 6.6741 | 44.0626 | 1.0132 | 43.8535 | 45.1837
181.753 | 976.987 | 0.68358 | 0.6 | 1.3083 | 6.6721 | 44.0554 | 1.0132 | 43.8463 | 45.1749
184.795 | 974.908 | 0.68344 | 0.6 | 1.3053 | 6.67 | 44.0478 | 1.0132 | 43.8388 | 45.1656
187.99 | 972.726 | 0.68331 | 0.6 | 1.3022 | 6.6678 | 44.0397 | 1.0132 | 43.8309 | 45.1559
191.345 | 970.434 | 0.68316 | 0.6 | 1.2989 | 6.6655 | 44.0313 | 1.0132 | 43.8225 | 45.1457
194.867 | 968.028 | 0.68301 | 0.6 | 1.2955 | 6.6631 | 44.0224 | 1.0132 | 43.8138 | 45.135
198.565 | 965.503 | 0.68285 | 0.6 | 1.2919 | 6.6605 | 44.0131 | 1.0132 | 43.8045 | 45.1238
202.449 | 962.852 | 0.68268 | 0.6 | 1.2882 | 6.6579 | 44.0032 | 1.0132 | 43.7948 | 45.112
206.526 | 960.068 | 0.68251 | 0.6 | 1.2842 | 6.6551 | 43.9929 | 1.0132 | 43.7846 | 45.0997
210.807 | 957.147 | 0.68232 | 0.6 | 1.28 | 6.6522 | 43.982 | 1.0132 | 43.7738 | 45.0868
215.303 | 954.08 | 0.68213 | 0.6 | 1.2757 | 6.6491 | 43.9705 | 1.0132 | 43.7625 | 45.0732
220.023 | 950.861 | 0.68193 | 0.6 | 1.2711 | 6.6459 | 43.9584 | 1.0132 | 43.7506 | 45.059
224.979 | 947.482 | 0.68172 | 0.6 | 1.2663 | 6.6425 | 43.9457 | 1.0132 | 43.738 | 45.0441
230.183 | 943.935 | 0.68149 | 0.6 | 1.2613 | 6.639 | 43.9323 | 1.0132 | 43.7248 | 45.0285
235.647 | 940.211 | 0.68126 | 0.6 | 1.256 | 6.6353 | 43.9182 | 1.0132 | 43.7108 | 45.0121
241.384 | 936.303 | 0.68102 | 0.6 | 1.2504 | 6.6315 | 43.9033 | 1.0132 | 43.6961 | 44.9949
247.409 | 932.201 | 0.68076 | 0.6 | 1.2446 | 6.6274 | 43.8877 | 1.0132 | 43.6807 | 44.9769
253.734 | 927.896 | 0.68049 | 0.6 | 1.2385 | 6.6232 | 43.8712 | 1.0132 | 43.6644 | 44.9581
260.376 | 923.377 | 0.68021 | 0.6 | 1.2321 | 6.6187 | 43.8538 | 1.0132 | 43.6472 | 44.9383
267.35 | 918.635 | 0.67992 | 0.6 | 1.2253 | 6.6141 | 43.8355 | 1.0132 | 43.6291 | 44.9176
274.672 | 913.657 | 0.67961 | 0.6 | 1.2183 | 6.6092 | 43.8161 | 1.0132 | 43.61 | 44.8959
282.361 | 908.433 | 0.67929 | 0.6 | 1.2108 | 6.6041 | 43.7958 | 1.0132 | 43.5899 | 44.8731
290.434 | 902.95 | 0.67895 | 0.6 | 1.203 | 6.5988 | 43.7743 | 1.0132 | 43.5687 | 44.8493
298.91 | 897.196 | 0.6786 | 0.6 | 1.1949 | 6.5932 | 43.7516 | 1.0132 | 43.5463 | 44.8243
307.811 | 891.158 | 0.67823 | 0.6 | 1.1863 | 6.5873 | 43.7277 | 1.0132 | 43.5226 | 44.7982
317.157 | 884.821 | 0.67784 | 0.6 | 1.1773 | 6.5812 | 43.7025 | 1.0132 | 43.4977 | 44.7708
326.969 | 878.172 | 0.67743 | 0.6 | 1.1679 | 6.5748 | 43.6758 | 1.0132 | 43.4713 | 44.7421
337.273 | 871.194 | 0.67701 | 0.6 | 1.1579 | 6.5681 | 43.6476 | 1.0132 | 43.4434 | 44.712
348.091 | 863.872 | 0.67656 | 0.6 | 1.1476 | 6.5611 | 43.6178 | 1.0132 | 43.414 | 44.6806
359.451 | 856.189 | 0.6761 | 0.6 | 1.1366 | 6.5538 | 43.5864 | 1.0132 | 43.3829 | 44.6476
371.379 | 848.127 | 0.67561 | 0.6 | 1.1252 | 6.5461 | 43.5531 | 1.0132 | 43.35 | 44.6131
383.903 | 839.669 | 0.6751 | 0.6 | 1.1132 | 6.5381 | 43.5179 | 1.0132 | 43.3152 | 44.5769
397.053 | 830.795 | 0.67456 | 0.6 | 1.1006 | 6.5297 | 43.4806 | 1.0132 | 43.2783 | 44.539
410.86 | 821.484 | 0.67401 | 0.6 | 1.0874 | 6.521 | 43.4412 | 1.0132 | 43.2393 | 44.4993
425.358 | 811.717 | 0.67342 | 0.6 | 1.0735 | 6.5118 | 43.3994 | 1.0132 | 43.1979 | 44.4578
440.581 | 801.47 | 0.67281 | 0.6 | 1.059 | 6.5022 | 43.355 | 1.0132 | 43.154 | 44.4142
456.565 | 790.721 | 0.67217 | 0.6 | 1.0437 | 6.4922 | 43.308 | 1.0132 | 43.1075 | 44.3686
473.349 | 779.445 | 0.67149 | 0.6 | 1.0277 | 6.4817 | 43.2581 | 1.0132 | 43.0581 | 44.3208
490.971 | 767.618 | 0.67079 | 0.6 | 1.011 | 6.4707 | 43.2051 | 1.0132 | 43.0056 | 44.2708
509.474 | 755.212 | 0.67006 | 0.6 | 0.99336 | 6.4592 | 43.1487 | 1.0132 | 42.9498 | 44.2183
528.903 | 742.202 | 0.66929 | 0.6 | 0.97491 | 6.4472 | 43.0887 | 1.0132 | 42.8904 | 44.1633
549.303 | 728.556 | 0.66848 | 0.6 | 0.95557 | 6.4346 | 43.0249 | 1.0132 | 42.8271 | 44.1056
570.724 | 714.247 | 0.66763 | 0.6 | 0.93529 | 6.4215 | 42.9568 | 1.0132 | 42.7597 | 44.0451
593.215 | 699.241 | 0.66675 | 0.6 | 0.91403 | 6.4077 | 42.8841 | 1.0132 | 42.6877 | 43.9816
616.83 | 683.506 | 0.66582 | 0.6 | 0.89173 | 6.3933 | 42.8064 | 1.0132 | 42.6107 | 43.9149
641.627 | 667.009 | 0.66484 | 0.6 | 0.86837 | 6.3781 | 42.7234 | 1.0132 | 42.5284 | 43.8449
667.663 | 649.712 | 0.66382 | 0.6 | 0.84388 | 6.3623 | 42.6345 | 1.0132 | 42.4403 | 43.7714
695.002 | 631.579 | 0.66275 | 0.6 | 0.81821 | 6.3456 | 42.5391 | 1.0132 | 42.3457 | 43.6941
723.707 | 612.571 | 0.66162 | 0.6 | 0.79131 | 6.3282 | 42.4366 | 1.0132 | 42.2441 | 43.6127
753.847 | 592.648 | 0.66043 | 0.6 | 0.76312 | 6.3098 | 42.3263 | 1.0132 | 42.1347 | 43.527
785.494 | 571.767 | 0.65918 | 0.6 | 0.73359 | 6.2905 | 42.2073 | 1.0132 | 42.0167 | 43.4366
818.724 | 549.884 | 0.65787 | 0.6 | 0.70265 | 6.2702 | 42.0787 | 1.0132 | 41.8891 | 43.3411
853.615 | 526.954 | 0.65648 | 0.6 | 0.67025 | 6.2487 | 41.9393 | 1.0132 | 41.7508 | 43.2402
890.251 | 502.931 | 0.65501 | 0.6 | 0.63632 | 6.226 | 41.7878 | 1.0132 | 41.6005 | 43.1332
928.718 | 477.764 | 0.65345 | 0.6 | 0.60079 | 6.202 | 41.6227 | 1.0132 | 41.4366 | 43.0196
969.109 | 451.404 | 0.6518 | 0.6 | 0.5636 | 6.1765 | 41.4421 | 1.0132 | 41.2572 | 42.8986
1011.52 | 423.798 | 0.65004 | 0.6 | 0.52468 | 6.1494 | 41.2437 | 1.0132 | 41.0603 | 42.7696
1056.05 | 394.892 | 0.64816 | 0.6 | 0.48396 | 6.1203 | 41.0247 | 1.0132 | 40.8427 | 42.6313
1102.81 | 364.633 | 0.64613 | 0.6 | 0.44135 | 6.0891 | 40.781 | 1.0132 | 40.6007 | 42.4822
1151.9 | 332.964 | 0.64395 | 0.6 | 0.39681 | 6.0554 | 40.5082 | 1.0132 | 40.3296 | 42.3205
1203.45 | 299.83 | 0.64157 | 0.6 | 0.35026 | 6.0187 | 40.2008 | 1.0132 | 40.0241 | 42.1444
1257.58 | 265.173 | 0.63897 | 0.6 | 0.30163 | 5.9785 | 39.8513 | 1.0132 | 39.6767 | 41.9511
1314.42 | 228.939 | 0.6361 | 0.6 | 0.25086 | 5.934 | 39.4486 | 1.0132 | 39.2763 | 41.7364
1374.09 | 191.074 | 0.63288 | 0.6 | 0.19792 | 5.884 | 38.9773 | 1.0132 | 38.8076 | 41.4947
1436.75 | 151.533 | 0.62918 | 0.6 | 0.14275 | 5.8266 | 38.4127 | 1.0132 | 38.246 | 41.2169
1502.54 | 110.277 | 0.62484 | 0.6 | 0.085387 | 5.759 | 37.7169 | 1.0132 | 37.5537 | 40.8889
1571.63 | 67.2904 | 0.61953 | 0.6 | 0.025886 | 5.6762 | 36.821 | 1.0132 | 36.6621 | 40.4858
1601.23 | 48.9919 | 0.6169 | 0.6 | 0.00067216 | 5.6351 | 36.3611 | 1.0132 | 36.2044 | 40.2857
Scenario (Time varying leak) : SM_EXBN
RUBY_FRA_Rev.B_v05_shk\ProcessArea\023-02-02-L\023-02-02-L_SM\SM_EXBN
SM_EXBN
Weather: 6.6/D
| Mass calculation |  |  | Tank or stagnation data |  |  | Orifice or pipe exit data (before atmospheric expansion)
Time [s] | Mass remaining [kg] | Mass flow rate [kg/s] | Discharge coefficient | Liquid height [m] | Pressure [bar] | Temperature [degC] | Pressure [bar] | Temperature [degC] | Velocity [m/s]
0 | 1017.21 | 0.68616 | 0.6 | 1.3655 | 6.7133 | 44.2 | 1.0132 | 43.989 | 45.3557
123 | 1017.21 | 0.68616 | 0.6 | 1.3655 | 6.7133 | 44.2 | 1.0132 | 43.989 | 45.3557
123 | 2994.56 | 0.68834 | 0.6 | 1.957 | 6.7133 | 44.2 | 1.0132 | 43.9877 | 45.5001
123.105 | 2994.49 | 0.68834 | 0.6 | 1.9569 | 6.7132 | 44.1999 | 1.0132 | 43.9876 | 45.5
123.215 | 2994.41 | 0.68834 | 0.6 | 1.9569 | 6.7132 | 44.1998 | 1.0132 | 43.9875 | 45.4999
123.331 | 2994.33 | 0.68834 | 0.6 | 1.9568 | 6.7132 | 44.1997 | 1.0132 | 43.9874 | 45.4998
123.453 | 2994.25 | 0.68834 | 0.6 | 1.9567 | 6.7131 | 44.1996 | 1.0132 | 43.9873 | 45.4996
123.58 | 2994.16 | 0.68833 | 0.6 | 1.9567 | 6.7131 | 44.1995 | 1.0132 | 43.9872 | 45.4995
123.714 | 2994.07 | 0.68833 | 0.6 | 1.9566 | 6.7131 | 44.1994 | 1.0132 | 43.9871 | 45.4993
123.855 | 2993.97 | 0.68833 | 0.6 | 1.9566 | 6.713 | 44.1993 | 1.0132 | 43.987 | 45.4992
124.003 | 2993.87 | 0.68833 | 0.6 | 1.9565 | 6.713 | 44.1992 | 1.0132 | 43.9869 | 45.499
124.158 | 2993.77 | 0.68832 | 0.6 | 1.9564 | 6.713 | 44.199 | 1.0132 | 43.9867 | 45.4989
124.321 | 2993.65 | 0.68832 | 0.6 | 1.9563 | 6.7129 | 44.1989 | 1.0132 | 43.9866 | 45.4987
124.492 | 2993.54 | 0.68832 | 0.6 | 1.9563 | 6.7129 | 44.1988 | 1.0132 | 43.9865 | 45.4985
124.671 | 2993.41 | 0.68832 | 0.6 | 1.9562 | 6.7128 | 44.1986 | 1.0132 | 43.9863 | 45.4983
124.86 | 2993.28 | 0.68831 | 0.6 | 1.9561 | 6.7128 | 44.1985 | 1.0132 | 43.9862 | 45.4981
125.058 | 2993.15 | 0.68831 | 0.6 | 1.956 | 6.7127 | 44.1983 | 1.0132 | 43.986 | 45.4979
125.266 | 2993 | 0.68831 | 0.6 | 1.9559 | 6.7127 | 44.1981 | 1.0132 | 43.9858 | 45.4976
125.484 | 2992.85 | 0.6883 | 0.6 | 1.9558 | 6.7127 | 44.1979 | 1.0132 | 43.9857 | 45.4974
125.713 | 2992.7 | 0.6883 | 0.6 | 1.9557 | 6.7126 | 44.1977 | 1.0132 | 43.9855 | 45.4972
125.954 | 2992.53 | 0.6883 | 0.6 | 1.9556 | 6.7125 | 44.1975 | 1.0132 | 43.9853 | 45.4969
126.207 | 2992.36 | 0.68829 | 0.6 | 1.9554 | 6.7125 | 44.1973 | 1.0132 | 43.9851 | 45.4966
126.472 | 2992.17 | 0.68829 | 0.6 | 1.9553 | 6.7124 | 44.1971 | 1.0132 | 43.9848 | 45.4963
126.751 | 2991.98 | 0.68829 | 0.6 | 1.9552 | 6.7123 | 44.1969 | 1.0132 | 43.9846 | 45.496
127.043 | 2991.78 | 0.68828 | 0.6 | 1.955 | 6.7123 | 44.1966 | 1.0132 | 43.9844 | 45.4957
127.35 | 2991.57 | 0.68827 | 0.6 | 1.9549 | 6.7122 | 44.1964 | 1.0132 | 43.9841 | 45.4954
127.673 | 2991.35 | 0.68827 | 0.6 | 1.9547 | 6.7121 | 44.1961 | 1.0132 | 43.9839 | 45.495
128.011 | 2991.11 | 0.68827 | 0.6 | 1.9546 | 6.712 | 44.1958 | 1.0132 | 43.9836 | 45.4946
128.367 | 2990.87 | 0.68826 | 0.6 | 1.9544 | 6.7119 | 44.1955 | 1.0132 | 43.9833 | 45.4943
128.74 | 2990.61 | 0.68825 | 0.6 | 1.9542 | 6.7119 | 44.1952 | 1.0132 | 43.983 | 45.4938
129.132 | 2990.34 | 0.68825 | 0.6 | 1.954 | 6.7118 | 44.1949 | 1.0132 | 43.9827 | 45.4934
129.544 | 2990.06 | 0.68824 | 0.6 | 1.9539 | 6.7117 | 44.1946 | 1.0132 | 43.9823 | 45.493
129.976 | 2989.76 | 0.68823 | 0.6 | 1.9536 | 6.7116 | 44.1942 | 1.0132 | 43.982 | 45.4925
130.43 | 2989.45 | 0.68823 | 0.6 | 1.9534 | 6.7115 | 44.1938 | 1.0132 | 43.9816 | 45.492
130.906 | 2989.12 | 0.68822 | 0.6 | 1.9532 | 6.7113 | 44.1934 | 1.0132 | 43.9812 | 45.4915
131.407 | 2988.78 | 0.68821 | 0.6 | 1.953 | 6.7112 | 44.193 | 1.0132 | 43.9808 | 45.4909
131.932 | 2988.42 | 0.6882 | 0.6 | 1.9527 | 6.7111 | 44.1926 | 1.0132 | 43.9804 | 45.4904
132.484 | 2988.04 | 0.6882 | 0.6 | 1.9525 | 6.711 | 44.1921 | 1.0132 | 43.9799 | 45.4898
133.063 | 2987.64 | 0.68819 | 0.6 | 1.9522 | 6.7108 | 44.1916 | 1.0132 | 43.9795 | 45.4891
133.671 | 2987.22 | 0.68818 | 0.6 | 1.9519 | 6.7107 | 44.1911 | 1.0132 | 43.979 | 45.4885
134.31 | 2986.78 | 0.68817 | 0.6 | 1.9516 | 6.7105 | 44.1906 | 1.0132 | 43.9784 | 45.4878
134.98 | 2986.32 | 0.68816 | 0.6 | 1.9513 | 6.7104 | 44.1901 | 1.0132 | 43.9779 | 45.487
135.684 | 2985.83 | 0.68815 | 0.6 | 1.9509 | 6.7102 | 44.1895 | 1.0132 | 43.9773 | 45.4863
136.423 | 2985.32 | 0.68813 | 0.6 | 1.9506 | 6.71 | 44.1889 | 1.0132 | 43.9767 | 45.4854
137.199 | 2984.79 | 0.68812 | 0.6 | 1.9502 | 6.7098 | 44.1882 | 1.0132 | 43.9761 | 45.4846
138.014 | 2984.23 | 0.68811 | 0.6 | 1.9498 | 6.7096 | 44.1875 | 1.0132 | 43.9754 | 45.4837
138.87 | 2983.64 | 0.6881 | 0.6 | 1.9494 | 6.7094 | 44.1868 | 1.0132 | 43.9747 | 45.4828
139.769 | 2983.02 | 0.68808 | 0.6 | 1.949 | 6.7092 | 44.1861 | 1.0132 | 43.974 | 45.4818
140.712 | 2982.37 | 0.68807 | 0.6 | 1.9485 | 6.709 | 44.1853 | 1.0132 | 43.9732 | 45.4808
141.703 | 2981.69 | 0.68805 | 0.6 | 1.9481 | 6.7087 | 44.1845 | 1.0132 | 43.9724 | 45.4797
142.743 | 2980.98 | 0.68803 | 0.6 | 1.9476 | 6.7085 | 44.1836 | 1.0132 | 43.9715 | 45.4786
143.835 | 2980.23 | 0.68802 | 0.6 | 1.947 | 6.7082 | 44.1827 | 1.0132 | 43.9706 | 45.4774
144.982 | 2979.44 | 0.688 | 0.6 | 1.9465 | 6.7079 | 44.1818 | 1.0132 | 43.9697 | 45.4761
146.186 | 2978.61 | 0.68798 | 0.6 | 1.9459 | 6.7076 | 44.1808 | 1.0132 | 43.9687 | 45.4748
147.45 | 2977.74 | 0.68796 | 0.6 | 1.9453 | 6.7073 | 44.1797 | 1.0132 | 43.9677 | 45.4734
148.777 | 2976.83 | 0.68794 | 0.6 | 1.9447 | 6.707 | 44.1786 | 1.0132 | 43.9666 | 45.472
150.171 | 2975.87 | 0.68792 | 0.6 | 1.944 | 6.7067 | 44.1774 | 1.0132 | 43.9654 | 45.4705
151.635 | 2974.86 | 0.6879 | 0.6 | 1.9433 | 6.7063 | 44.1762 | 1.0132 | 43.9642 | 45.4689
153.172 | 2973.8 | 0.68787 | 0.6 | 1.9426 | 6.7059 | 44.1749 | 1.0132 | 43.963 | 45.4672
154.785 | 2972.7 | 0.68785 | 0.6 | 1.9418 | 6.7056 | 44.1736 | 1.0132 | 43.9617 | 45.4654
156.479 | 2971.53 | 0.68782 | 0.6 | 1.941 | 6.7052 | 44.1722 | 1.0132 | 43.9603 | 45.4636
158.258 | 2970.31 | 0.68779 | 0.6 | 1.9402 | 6.7047 | 44.1707 | 1.0132 | 43.9588 | 45.4617
160.126 | 2969.02 | 0.68776 | 0.6 | 1.9393 | 6.7043 | 44.1692 | 1.0132 | 43.9573 | 45.4596
162.088 | 2967.67 | 0.68773 | 0.6 | 1.9384 | 6.7038 | 44.1675 | 1.0132 | 43.9557 | 45.4575
164.147 | 2966.26 | 0.6877 | 0.6 | 1.9374 | 6.7033 | 44.1658 | 1.0132 | 43.954 | 45.4553
166.309 | 2964.77 | 0.68767 | 0.6 | 1.9363 | 6.7028 | 44.164 | 1.0132 | 43.9522 | 45.4529
168.58 | 2963.21 | 0.68763 | 0.6 | 1.9353 | 6.7023 | 44.1621 | 1.0132 | 43.9503 | 45.4504
170.964 | 2961.57 | 0.6876 | 0.6 | 1.9341 | 6.7017 | 44.1601 | 1.0132 | 43.9484 | 45.4479
173.467 | 2959.85 | 0.68756 | 0.6 | 1.9329 | 6.7011 | 44.158 | 1.0132 | 43.9463 | 45.4451
176.095 | 2958.04 | 0.68752 | 0.6 | 1.9317 | 6.7004 | 44.1558 | 1.0132 | 43.9441 | 45.4423
178.855 | 2956.15 | 0.68747 | 0.6 | 1.9304 | 6.6998 | 44.1535 | 1.0132 | 43.9419 | 45.4393
181.753 | 2954.16 | 0.68743 | 0.6 | 1.929 | 6.6991 | 44.1511 | 1.0132 | 43.9395 | 45.4361
184.795 | 2952.07 | 0.68738 | 0.6 | 1.9275 | 6.6983 | 44.1486 | 1.0132 | 43.937 | 45.4328
187.99 | 2949.87 | 0.68733 | 0.6 | 1.926 | 6.6976 | 44.1459 | 1.0132 | 43.9344 | 45.4294
191.345 | 2947.57 | 0.68728 | 0.6 | 1.9244 | 6.6968 | 44.1431 | 1.0132 | 43.9316 | 45.4258
194.867 | 2945.15 | 0.68722 | 0.6 | 1.9227 | 6.6959 | 44.1402 | 1.0132 | 43.9287 | 45.4219
198.565 | 2942.61 | 0.68717 | 0.6 | 1.921 | 6.6951 | 44.1371 | 1.0132 | 43.9256 | 45.4179
202.449 | 2939.94 | 0.68711 | 0.6 | 1.9191 | 6.6941 | 44.1338 | 1.0132 | 43.9224 | 45.4137
206.526 | 2937.14 | 0.68705 | 0.6 | 1.9172 | 6.6932 | 44.1304 | 1.0132 | 43.919 | 45.4093
210.807 | 2934.2 | 0.68698 | 0.6 | 1.9152 | 6.6921 | 44.1268 | 1.0132 | 43.9155 | 45.4047
215.303 | 2931.11 | 0.68691 | 0.6 | 1.913 | 6.6911 | 44.123 | 1.0132 | 43.9118 | 45.3998
220.023 | 2927.87 | 0.68684 | 0.6 | 1.9108 | 6.6899 | 44.1191 | 1.0132 | 43.9079 | 45.3947
224.979 | 2924.47 | 0.68676 | 0.6 | 1.9084 | 6.6888 | 44.1149 | 1.0132 | 43.9037 | 45.3894
230.183 | 2920.89 | 0.68668 | 0.6 | 1.906 | 6.6875 | 44.1105 | 1.0132 | 43.8994 | 45.3838
235.647 | 2917.14 | 0.6866 | 0.6 | 1.9034 | 6.6862 | 44.1059 | 1.0132 | 43.8948 | 45.3779
241.384 | 2913.2 | 0.68651 | 0.6 | 1.9006 | 6.6848 | 44.101 | 1.0132 | 43.8901 | 45.3717
247.409 | 2909.07 | 0.68641 | 0.6 | 1.8978 | 6.6834 | 44.0959 | 1.0132 | 43.885 | 45.3652
253.734 | 2904.73 | 0.68632 | 0.6 | 1.8948 | 6.6819 | 44.0906 | 1.0132 | 43.8798 | 45.3584
260.376 | 2900.17 | 0.68622 | 0.6 | 1.8916 | 6.6803 | 44.0849 | 1.0132 | 43.8742 | 45.3513
267.35 | 2895.39 | 0.68611 | 0.6 | 1.8883 | 6.6787 | 44.079 | 1.0132 | 43.8683 | 45.3438
274.672 | 2890.36 | 0.686 | 0.6 | 1.8848 | 6.677 | 44.0728 | 1.0132 | 43.8622 | 45.3359
282.361 | 2885.09 | 0.68588 | 0.6 | 1.8812 | 6.6752 | 44.0662 | 1.0132 | 43.8557 | 45.3276
290.434 | 2879.55 | 0.68576 | 0.6 | 1.8774 | 6.6733 | 44.0593 | 1.0132 | 43.8489 | 45.319
298.91 | 2873.74 | 0.68563 | 0.6 | 1.8733 | 6.6712 | 44.0521 | 1.0132 | 43.8418 | 45.3099
307.811 | 2867.64 | 0.68549 | 0.6 | 1.8691 | 6.6692 | 44.0445 | 1.0132 | 43.8342 | 45.3004
317.157 | 2861.23 | 0.68535 | 0.6 | 1.8647 | 6.667 | 44.0364 | 1.0132 | 43.8263 | 45.2904
326.969 | 2854.51 | 0.6852 | 0.6 | 1.86 | 6.6647 | 44.028 | 1.0132 | 43.818 | 45.2799
337.273 | 2847.45 | 0.68504 | 0.6 | 1.8551 | 6.6622 | 44.0191 | 1.0132 | 43.8092 | 45.2689
348.091 | 2840.04 | 0.68488 | 0.6 | 1.85 | 6.6597 | 44.0098 | 1.0132 | 43.8 | 45.2574
359.451 | 2832.26 | 0.6847 | 0.6 | 1.8446 | 6.6571 | 44 | 1.0132 | 43.7903 | 45.2453
371.379 | 2824.09 | 0.68452 | 0.6 | 1.839 | 6.6543 | 43.9896 | 1.0132 | 43.7801 | 45.2326
383.903 | 2815.52 | 0.68433 | 0.6 | 1.833 | 6.6514 | 43.9787 | 1.0132 | 43.7694 | 45.2194
397.053 | 2806.52 | 0.68414 | 0.6 | 1.8268 | 6.6483 | 43.9673 | 1.0132 | 43.7581 | 45.2054
410.86 | 2797.08 | 0.68393 | 0.6 | 1.8203 | 6.6451 | 43.9552 | 1.0132 | 43.7462 | 45.1908
425.358 | 2787.17 | 0.68371 | 0.6 | 1.8134 | 6.6418 | 43.9426 | 1.0132 | 43.7337 | 45.1755
440.581 | 2776.76 | 0.68348 | 0.6 | 1.8062 | 6.6383 | 43.9292 | 1.0132 | 43.7205 | 45.1595
456.565 | 2765.84 | 0.68324 | 0.6 | 1.7987 | 6.6346 | 43.9151 | 1.0132 | 43.7066 | 45.1426
473.349 | 2754.37 | 0.68299 | 0.6 | 1.7907 | 6.6307 | 43.9003 | 1.0132 | 43.692 | 45.125
490.971 | 2742.34 | 0.68273 | 0.6 | 1.7824 | 6.6267 | 43.8847 | 1.0132 | 43.6765 | 45.1065
509.474 | 2729.71 | 0.68245 | 0.6 | 1.7737 | 6.6225 | 43.8683 | 1.0132 | 43.6603 | 45.0871
528.903 | 2716.45 | 0.68216 | 0.6 | 1.7645 | 6.6181 | 43.8509 | 1.0132 | 43.6432 | 45.0668
549.303 | 2702.54 | 0.68186 | 0.6 | 1.7549 | 6.6134 | 43.8327 | 1.0132 | 43.6251 | 45.0455
570.724 | 2687.94 | 0.68154 | 0.6 | 1.7448 | 6.6086 | 43.8134 | 1.0132 | 43.6061 | 45.0232
593.215 | 2672.61 | 0.68121 | 0.6 | 1.7342 | 6.6035 | 43.7931 | 1.0132 | 43.586 | 44.9998
616.83 | 2656.53 | 0.68086 | 0.6 | 1.723 | 6.5982 | 43.7717 | 1.0132 | 43.5649 | 44.9753
641.627 | 2639.65 | 0.6805 | 0.6 | 1.7114 | 6.5926 | 43.749 | 1.0132 | 43.5425 | 44.9496
667.663 | 2621.94 | 0.68012 | 0.6 | 1.6991 | 6.5868 | 43.7252 | 1.0132 | 43.519 | 44.9227
695.002 | 2603.35 | 0.67972 | 0.6 | 1.6863 | 6.5807 | 43.7 | 1.0132 | 43.4941 | 44.8946
723.707 | 2583.84 | 0.6793 | 0.6 | 1.6728 | 6.5743 | 43.6734 | 1.0132 | 43.4678 | 44.865
753.847 | 2563.38 | 0.67886 | 0.6 | 1.6586 | 6.5677 | 43.6453 | 1.0132 | 43.44 | 44.8341
785.494 | 2541.9 | 0.6784 | 0.6 | 1.6438 | 6.5607 | 43.6156 | 1.0132 | 43.4107 | 44.8017
818.724 | 2519.36 | 0.67792 | 0.6 | 1.6282 | 6.5534 | 43.5843 | 1.0132 | 43.3797 | 44.7678
853.615 | 2495.72 | 0.67742 | 0.6 | 1.6119 | 6.5457 | 43.5511 | 1.0132 | 43.3469 | 44.7323
890.251 | 2470.91 | 0.67689 | 0.6 | 1.5947 | 6.5378 | 43.516 | 1.0132 | 43.3122 | 44.695
928.718 | 2444.88 | 0.67634 | 0.6 | 1.5768 | 6.5294 | 43.4788 | 1.0132 | 43.2754 | 44.656
969.109 | 2417.58 | 0.67576 | 0.6 | 1.5579 | 6.5207 | 43.4395 | 1.0132 | 43.2365 | 44.6152
1011.52 | 2388.93 | 0.67516 | 0.6 | 1.5381 | 6.5115 | 43.3978 | 1.0132 | 43.1952 | 44.5724
1056.05 | 2358.88 | 0.67453 | 0.6 | 1.5173 | 6.502 | 43.3536 | 1.0132 | 43.1515 | 44.5275
1102.81 | 2327.35 | 0.67387 | 0.6 | 1.4956 | 6.492 | 43.3067 | 1.0132 | 43.1051 | 44.4806
1151.9 | 2294.29 | 0.67317 | 0.6 | 1.4727 | 6.4815 | 43.2569 | 1.0132 | 43.0559 | 44.4313
1203.45 | 2259.61 | 0.67245 | 0.6 | 1.4488 | 6.4706 | 43.2041 | 1.0132 | 43.0036 | 44.3798
1257.58 | 2223.23 | 0.67169 | 0.6 | 1.4237 | 6.4591 | 43.1479 | 1.0132 | 42.948 | 44.3257
1314.42 | 2185.08 | 0.67089 | 0.6 | 1.3973 | 6.4472 | 43.0882 | 1.0132 | 42.8889 | 44.269
1374.09 | 2145.07 | 0.67006 | 0.6 | 1.3697 | 6.4347 | 43.0245 | 1.0132 | 42.8259 | 44.2096
1436.75 | 2103.11 | 0.66918 | 0.6 | 1.3408 | 6.4215 | 42.9567 | 1.0132 | 42.7587 | 44.1473
1502.54 | 2059.11 | 0.66827 | 0.6 | 1.3104 | 6.4078 | 42.8844 | 1.0132 | 42.6871 | 44.0819
1571.63 | 2012.98 | 0.66731 | 0.6 | 1.2786 | 6.3934 | 42.8071 | 1.0132 | 42.6106 | 44.0133
1644.16 | 1964.62 | 0.6663 | 0.6 | 1.2452 | 6.3784 | 42.7245 | 1.0132 | 42.5287 | 43.9413
1720.33 | 1913.91 | 0.66525 | 0.6 | 1.2103 | 6.3626 | 42.636 | 1.0132 | 42.441 | 43.8655
1800.3 | 1860.75 | 0.66414 | 0.6 | 1.1737 | 6.346 | 42.5411 | 1.0132 | 42.347 | 43.7859
1884.27 | 1805.04 | 0.66297 | 0.6 | 1.1353 | 6.3286 | 42.4392 | 1.0132 | 42.2459 | 43.7021
1972.43 | 1746.64 | 0.66175 | 0.6 | 1.0951 | 6.3104 | 42.3295 | 1.0132 | 42.1372 | 43.6139
2065.01 | 1685.44 | 0.66046 | 0.6 | 1.0529 | 6.2912 | 42.2113 | 1.0132 | 42.02 | 43.5209
2162.22 | 1621.31 | 0.6591 | 0.6 | 1.0088 | 6.2709 | 42.0835 | 1.0132 | 41.8933 | 43.4227
2264.28 | 1554.11 | 0.65767 | 0.6 | 0.96254 | 6.2496 | 41.9452 | 1.0132 | 41.756 | 43.319
2371.45 | 1483.72 | 0.65615 | 0.6 | 0.91414 | 6.2271 | 41.7949 | 1.0132 | 41.6069 | 43.2091
2483.98 | 1409.97 | 0.65455 | 0.6 | 0.86346 | 6.2032 | 41.6313 | 1.0132 | 41.4445 | 43.0925
2602.13 | 1332.74 | 0.65285 | 0.6 | 0.81041 | 6.1779 | 41.4524 | 1.0132 | 41.267 | 42.9687
2726.2 | 1251.86 | 0.65103 | 0.6 | 0.75489 | 6.1509 | 41.2551 | 1.0132 | 41.0711 | 42.8359
2856.46 | 1167.18 | 0.64909 | 0.6 | 0.6968 | 6.1219 | 41.0367 | 1.0132 | 40.8542 | 42.6934
2993.24 | 1078.54 | 0.64701 | 0.6 | 0.63604 | 6.0908 | 40.7947 | 1.0132 | 40.6138 | 42.5405
3136.85 | 985.785 | 0.64477 | 0.6 | 0.57252 | 6.0574 | 40.525 | 1.0132 | 40.3459 | 42.3755
3287.65 | 888.738 | 0.64235 | 0.6 | 0.50614 | 6.0212 | 40.2222 | 1.0132 | 40.0451 | 42.1965
3445.99 | 787.241 | 0.63969 | 0.6 | 0.4368 | 5.9814 | 39.877 | 1.0132 | 39.7019 | 41.9997
3600 | 688.93 | 0.63697 | 0.6 | 0.36973 | 5.9404 | 39.5076 | 1.0132 | 39.3347 | 41.797
Scenario (Time varying leak) : LM_EOBN
RUBY_FRA_Rev.B_v05_shk\ProcessArea\023-02-02-L\023-02-02-L_LM\LM_EOBN
LM_EOBN
Weather: 6.6/D
| Mass calculation |  |  | Tank or stagnation data |  |  | Orifice or pipe exit data (before atmospheric expansion)
Time [s] | Mass remaining [kg] | Mass flow rate [kg/s] | Discharge coefficient | Liquid height [m] | Pressure [bar] | Temperature [degC] | Pressure [bar] | Temperature [degC] | Velocity [m/s]
0 | 1017.21 | 1.3995 | 0.6 | 1.3655 | 6.7133 | 44.2 | 1.0132 | 43.989 | 45.3557
123 | 1017.21 | 1.3995 | 0.6 | 1.3655 | 6.7133 | 44.2 | 1.0132 | 43.989 | 45.3557
123.105 | 1017.06 | 1.3995 | 0.6 | 1.3652 | 6.7131 | 44.1995 | 1.0132 | 43.9885 | 45.3551
123.215 | 1016.91 | 1.3995 | 0.6 | 1.365 | 6.7129 | 44.1989 | 1.0132 | 43.988 | 45.3544
123.331 | 1016.75 | 1.3995 | 0.6 | 1.3648 | 6.7128 | 44.1984 | 1.0132 | 43.9874 | 45.3536
123.453 | 1016.58 | 1.3995 | 0.6 | 1.3645 | 6.7126 | 44.1978 | 1.0132 | 43.9868 | 45.3529
123.58 | 1016.4 | 1.3994 | 0.6 | 1.3643 | 6.7124 | 44.1971 | 1.0132 | 43.9862 | 45.352
123.714 | 1016.21 | 1.3994 | 0.6 | 1.364 | 6.7122 | 44.1965 | 1.0132 | 43.9855 | 45.3512
123.855 | 1016.01 | 1.3994 | 0.6 | 1.3638 | 6.712 | 44.1958 | 1.0132 | 43.9848 | 45.3503
124.003 | 1015.81 | 1.3994 | 0.6 | 1.3635 | 6.7118 | 44.195 | 1.0132 | 43.9841 | 45.3494
124.158 | 1015.59 | 1.3993 | 0.6 | 1.3632 | 6.7116 | 44.1943 | 1.0132 | 43.9834 | 45.3484
124.321 | 1015.36 | 1.3993 | 0.6 | 1.3628 | 6.7113 | 44.1934 | 1.0132 | 43.9826 | 45.3473
124.492 | 1015.12 | 1.3993 | 0.6 | 1.3625 | 6.7111 | 44.1926 | 1.0132 | 43.9817 | 45.3463
124.671 | 1014.87 | 1.3992 | 0.6 | 1.3621 | 6.7108 | 44.1917 | 1.0132 | 43.9808 | 45.3451
124.86 | 1014.61 | 1.3992 | 0.6 | 1.3618 | 6.7105 | 44.1908 | 1.0132 | 43.9799 | 45.3439
125.058 | 1014.33 | 1.3991 | 0.6 | 1.3614 | 6.7103 | 44.1898 | 1.0132 | 43.9789 | 45.3427
125.266 | 1014.04 | 1.3991 | 0.6 | 1.3609 | 6.71 | 44.1887 | 1.0132 | 43.9779 | 45.3413
125.484 | 1013.73 | 1.3991 | 0.6 | 1.3605 | 6.7096 | 44.1877 | 1.0132 | 43.9769 | 45.34
125.713 | 1013.41 | 1.399 | 0.6 | 1.36 | 6.7093 | 44.1865 | 1.0132 | 43.9757 | 45.3385
125.954 | 1013.08 | 1.399 | 0.6 | 1.3596 | 6.709 | 44.1853 | 1.0132 | 43.9745 | 45.337
126.207 | 1012.72 | 1.3989 | 0.6 | 1.3591 | 6.7086 | 44.1841 | 1.0132 | 43.9733 | 45.3354
126.472 | 1012.35 | 1.3989 | 0.6 | 1.3585 | 6.7082 | 44.1827 | 1.0132 | 43.972 | 45.3337
126.751 | 1011.96 | 1.3988 | 0.6 | 1.358 | 6.7078 | 44.1814 | 1.0132 | 43.9706 | 45.3319
127.043 | 1011.55 | 1.3988 | 0.6 | 1.3574 | 6.7074 | 44.1799 | 1.0132 | 43.9692 | 45.3301
127.35 | 1011.12 | 1.3987 | 0.6 | 1.3568 | 6.7069 | 44.1784 | 1.0132 | 43.9677 | 45.3281
127.673 | 1010.67 | 1.3987 | 0.6 | 1.3561 | 6.7065 | 44.1768 | 1.0132 | 43.9661 | 45.3261
128.011 | 1010.2 | 1.3986 | 0.6 | 1.3555 | 6.706 | 44.1751 | 1.0132 | 43.9645 | 45.324
128.367 | 1009.7 | 1.3985 | 0.6 | 1.3548 | 6.7055 | 44.1733 | 1.0132 | 43.9627 | 45.3217
128.74 | 1009.18 | 1.3985 | 0.6 | 1.354 | 6.705 | 44.1715 | 1.0132 | 43.9609 | 45.3193
129.132 | 1008.63 | 1.3984 | 0.6 | 1.3533 | 6.7044 | 44.1695 | 1.0132 | 43.959 | 45.3169
129.544 | 1008.06 | 1.3983 | 0.6 | 1.3524 | 6.7038 | 44.1675 | 1.0132 | 43.9569 | 45.3143
129.976 | 1007.45 | 1.3982 | 0.6 | 1.3516 | 6.7032 | 44.1653 | 1.0132 | 43.9548 | 45.3115
130.43 | 1006.82 | 1.3982 | 0.6 | 1.3507 | 6.7025 | 44.1631 | 1.0132 | 43.9526 | 45.3087
130.906 | 1006.15 | 1.3981 | 0.6 | 1.3497 | 6.7018 | 44.1607 | 1.0132 | 43.9503 | 45.3057
131.407 | 1005.45 | 1.398 | 0.6 | 1.3487 | 6.7011 | 44.1582 | 1.0132 | 43.9478 | 45.3025
131.932 | 1004.72 | 1.3979 | 0.6 | 1.3477 | 6.7004 | 44.1556 | 1.0132 | 43.9452 | 45.2992
132.484 | 1003.95 | 1.3978 | 0.6 | 1.3466 | 6.6996 | 44.1529 | 1.0132 | 43.9425 | 45.2957
133.063 | 1003.14 | 1.3977 | 0.6 | 1.3454 | 6.6987 | 44.15 | 1.0132 | 43.9397 | 45.2921
133.671 | 1002.29 | 1.3976 | 0.6 | 1.3442 | 6.6979 | 44.1469 | 1.0132 | 43.9367 | 45.2883
134.31 | 1001.4 | 1.3975 | 0.6 | 1.343 | 6.697 | 44.1437 | 1.0132 | 43.9335 | 45.2843
134.98 | 1000.46 | 1.3973 | 0.6 | 1.3416 | 6.696 | 44.1404 | 1.0132 | 43.9302 | 45.28
135.684 | 999.479 | 1.3972 | 0.6 | 1.3402 | 6.695 | 44.1368 | 1.0132 | 43.9267 | 45.2756
136.423 | 998.447 | 1.3971 | 0.6 | 1.3388 | 6.6939 | 44.1331 | 1.0132 | 43.923 | 45.2709
137.199 | 997.363 | 1.3969 | 0.6 | 1.3372 | 6.6928 | 44.1292 | 1.0132 | 43.9192 | 45.2661
138.014 | 996.225 | 1.3968 | 0.6 | 1.3356 | 6.6917 | 44.1252 | 1.0132 | 43.9152 | 45.261
138.87 | 995.031 | 1.3966 | 0.6 | 1.3339 | 6.6904 | 44.1209 | 1.0132 | 43.911 | 45.2556
139.769 | 993.777 | 1.3964 | 0.6 | 1.3321 | 6.6891 | 44.1164 | 1.0132 | 43.9065 | 45.25
140.712 | 992.46 | 1.3963 | 0.6 | 1.3303 | 6.6878 | 44.1116 | 1.0132 | 43.9018 | 45.2441
141.703 | 991.078 | 1.3961 | 0.6 | 1.3283 | 6.6864 | 44.1066 | 1.0132 | 43.8969 | 45.2379
142.743 | 989.626 | 1.3959 | 0.6 | 1.3262 | 6.6849 | 44.1014 | 1.0132 | 43.8917 | 45.2314
143.835 | 988.102 | 1.3957 | 0.6 | 1.3241 | 6.6834 | 44.0958 | 1.0132 | 43.8862 | 45.2245
144.982 | 986.503 | 1.3955 | 0.6 | 1.3218 | 6.6818 | 44.0901 | 1.0132 | 43.8806 | 45.2174
146.186 | 984.824 | 1.3953 | 0.6 | 1.3194 | 6.68 | 44.084 | 1.0132 | 43.8746 | 45.2099
147.45 | 983.06 | 1.3951 | 0.6 | 1.3169 | 6.6783 | 44.0776 | 1.0132 | 43.8682 | 45.202
148.777 | 981.209 | 1.3948 | 0.6 | 1.3143 | 6.6764 | 44.0708 | 1.0132 | 43.8616 | 45.1937
150.171 | 979.266 | 1.3946 | 0.6 | 1.3115 | 6.6744 | 44.0637 | 1.0132 | 43.8546 | 45.1851
151.635 | 977.225 | 1.3943 | 0.6 | 1.3086 | 6.6723 | 44.0563 | 1.0132 | 43.8472 | 45.176
153.172 | 975.083 | 1.394 | 0.6 | 1.3055 | 6.6702 | 44.0484 | 1.0132 | 43.8394 | 45.1664
154.785 | 972.835 | 1.3937 | 0.6 | 1.3023 | 6.6679 | 44.0402 | 1.0132 | 43.8313 | 45.1564
156.479 | 970.474 | 1.3934 | 0.6 | 1.299 | 6.6655 | 44.0315 | 1.0132 | 43.8227 | 45.1459
158.258 | 967.996 | 1.3931 | 0.6 | 1.2955 | 6.663 | 44.0223 | 1.0132 | 43.8137 | 45.1349
160.126 | 965.394 | 1.3928 | 0.6 | 1.2918 | 6.6604 | 44.0127 | 1.0132 | 43.8042 | 45.1233
162.088 | 962.663 | 1.3924 | 0.6 | 1.2879 | 6.6577 | 44.0026 | 1.0132 | 43.7942 | 45.1112
164.147 | 959.796 | 1.3921 | 0.6 | 1.2838 | 6.6548 | 43.9919 | 1.0132 | 43.7836 | 45.0985
166.309 | 956.786 | 1.3917 | 0.6 | 1.2795 | 6.6518 | 43.9807 | 1.0132 | 43.7725 | 45.0852
168.58 | 953.627 | 1.3913 | 0.6 | 1.2751 | 6.6486 | 43.9688 | 1.0132 | 43.7609 | 45.0712
170.964 | 950.311 | 1.3908 | 0.6 | 1.2703 | 6.6453 | 43.9564 | 1.0132 | 43.7486 | 45.0566
173.467 | 946.83 | 1.3904 | 0.6 | 1.2654 | 6.6419 | 43.9433 | 1.0132 | 43.7356 | 45.0412
176.095 | 943.176 | 1.3899 | 0.6 | 1.2602 | 6.6383 | 43.9294 | 1.0132 | 43.722 | 45.0251
178.855 | 939.341 | 1.3894 | 0.6 | 1.2548 | 6.6345 | 43.9149 | 1.0132 | 43.7076 | 45.0083
181.753 | 935.315 | 1.3889 | 0.6 | 1.249 | 6.6305 | 43.8996 | 1.0132 | 43.6925 | 44.9906
184.795 | 931.09 | 1.3884 | 0.6 | 1.243 | 6.6263 | 43.8834 | 1.0132 | 43.6765 | 44.972
187.99 | 926.655 | 1.3878 | 0.6 | 1.2367 | 6.6219 | 43.8664 | 1.0132 | 43.6597 | 44.9526
191.345 | 922.001 | 1.3872 | 0.6 | 1.2301 | 6.6174 | 43.8485 | 1.0132 | 43.642 | 44.9323
194.867 | 917.116 | 1.3866 | 0.6 | 1.2232 | 6.6126 | 43.8296 | 1.0132 | 43.6233 | 44.911
198.565 | 911.988 | 1.386 | 0.6 | 1.2159 | 6.6076 | 43.8097 | 1.0132 | 43.6036 | 44.8886
202.449 | 906.608 | 1.3853 | 0.6 | 1.2082 | 6.6023 | 43.7887 | 1.0132 | 43.5829 | 44.8652
206.526 | 900.96 | 1.3846 | 0.6 | 1.2002 | 6.5968 | 43.7665 | 1.0132 | 43.5609 | 44.8407
210.807 | 895.034 | 1.3838 | 0.6 | 1.1918 | 6.5911 | 43.7431 | 1.0132 | 43.5378 | 44.815
215.303 | 888.815 | 1.3831 | 0.6 | 1.183 | 6.5851 | 43.7184 | 1.0132 | 43.5134 | 44.7881
220.023 | 882.289 | 1.3822 | 0.6 | 1.1737 | 6.5788 | 43.6924 | 1.0132 | 43.4877 | 44.7599
224.979 | 875.44 | 1.3814 | 0.6 | 1.164 | 6.5722 | 43.6648 | 1.0132 | 43.4604 | 44.7303
230.183 | 868.253 | 1.3805 | 0.6 | 1.1538 | 6.5653 | 43.6357 | 1.0132 | 43.4317 | 44.6994
235.647 | 860.712 | 1.3796 | 0.6 | 1.1431 | 6.5581 | 43.605 | 1.0132 | 43.4013 | 44.667
241.384 | 852.8 | 1.3786 | 0.6 | 1.1318 | 6.5506 | 43.5725 | 1.0132 | 43.3691 | 44.6331
247.409 | 844.498 | 1.3776 | 0.6 | 1.12 | 6.5427 | 43.5381 | 1.0132 | 43.3351 | 44.5976
253.734 | 835.787 | 1.3765 | 0.6 | 1.1077 | 6.5345 | 43.5017 | 1.0132 | 43.2991 | 44.5603
260.376 | 826.649 | 1.3754 | 0.6 | 1.0947 | 6.5258 | 43.4631 | 1.0132 | 43.261 | 44.5213
267.35 | 817.061 | 1.3742 | 0.6 | 1.0811 | 6.5168 | 43.4223 | 1.0132 | 43.2206 | 44.4805
274.672 | 807.003 | 1.373 | 0.6 | 1.0668 | 6.5074 | 43.3791 | 1.0132 | 43.1778 | 44.4378
282.361 | 796.451 | 1.3717 | 0.6 | 1.0518 | 6.4975 | 43.3332 | 1.0132 | 43.1324 | 44.3929
290.434 | 785.383 | 1.3703 | 0.6 | 1.0361 | 6.4872 | 43.2845 | 1.0132 | 43.0842 | 44.346
298.91 | 773.773 | 1.3689 | 0.6 | 1.0197 | 6.4764 | 43.2328 | 1.0132 | 43.033 | 44.2968
307.811 | 761.595 | 1.3675 | 0.6 | 1.0024 | 6.4651 | 43.1779 | 1.0132 | 42.9786 | 44.2453
317.157 | 748.822 | 1.3659 | 0.6 | 0.9843 | 6.4533 | 43.1194 | 1.0132 | 42.9208 | 44.1913
326.969 | 735.427 | 1.3643 | 0.6 | 0.96531 | 6.441 | 43.0572 | 1.0132 | 42.8591 | 44.1347
337.273 | 721.378 | 1.3626 | 0.6 | 0.9454 | 6.428 | 42.9909 | 1.0132 | 42.7935 | 44.0753
348.091 | 706.647 | 1.3608 | 0.6 | 0.92452 | 6.4145 | 42.9202 | 1.0132 | 42.7234 | 44.0129
359.451 | 691.199 | 1.359 | 0.6 | 0.90263 | 6.4003 | 42.8446 | 1.0132 | 42.6486 | 43.9475
371.379 | 675.001 | 1.357 | 0.6 | 0.87969 | 6.3855 | 42.7639 | 1.0132 | 42.5686 | 43.8789
383.903 | 658.019 | 1.355 | 0.6 | 0.85564 | 6.3699 | 42.6775 | 1.0132 | 42.4829 | 43.8068
397.053 | 640.215 | 1.3528 | 0.6 | 0.83043 | 6.3536 | 42.5848 | 1.0132 | 42.3911 | 43.731
410.86 | 621.552 | 1.3506 | 0.6 | 0.80401 | 6.3364 | 42.4854 | 1.0132 | 42.2925 | 43.6512
425.358 | 601.989 | 1.3482 | 0.6 | 0.77633 | 6.3184 | 42.3784 | 1.0132 | 42.1864 | 43.5672
440.581 | 581.484 | 1.3457 | 0.6 | 0.74733 | 6.2995 | 42.2631 | 1.0132 | 42.0721 | 43.4787
456.565 | 559.995 | 1.3431 | 0.6 | 0.71695 | 6.2796 | 42.1387 | 1.0132 | 41.9486 | 43.3853
473.349 | 537.477 | 1.3403 | 0.6 | 0.68512 | 6.2586 | 42.0039 | 1.0132 | 41.8149 | 43.2867
490.971 | 513.884 | 1.3374 | 0.6 | 0.65179 | 6.2364 | 41.8577 | 1.0132 | 41.6698 | 43.1821
509.474 | 489.166 | 1.3343 | 0.6 | 0.61689 | 6.2129 | 41.6984 | 1.0132 | 41.5117 | 43.0713
528.903 | 463.275 | 1.331 | 0.6 | 0.58035 | 6.188 | 41.5245 | 1.0132 | 41.3391 | 42.9534
549.303 | 436.159 | 1.3275 | 0.6 | 0.5421 | 6.1616 | 41.3337 | 1.0132 | 41.1496 | 42.8276
570.724 | 407.765 | 1.3237 | 0.6 | 0.50209 | 6.1333 | 41.1236 | 1.0132 | 40.941 | 42.6932
593.215 | 378.037 | 1.3197 | 0.6 | 0.46022 | 6.103 | 40.8908 | 1.0132 | 40.7098 | 42.5487
616.83 | 346.922 | 1.3154 | 0.6 | 0.41644 | 6.0704 | 40.6312 | 1.0132 | 40.4518 | 42.3926
641.627 | 314.362 | 1.3108 | 0.6 | 0.37067 | 6.0351 | 40.3395 | 1.0132 | 40.1619 | 42.223
667.663 | 280.301 | 1.3057 | 0.6 | 0.32285 | 5.9964 | 40.009 | 1.0132 | 39.8334 | 42.0373
695.002 | 244.683 | 1.3 | 0.6 | 0.27291 | 5.9538 | 39.6301 | 1.0132 | 39.4568 | 41.8321
723.707 | 207.454 | 1.2938 | 0.6 | 0.22081 | 5.9062 | 39.1886 | 1.0132 | 39.0178 | 41.6019
753.847 | 168.565 | 1.2867 | 0.6 | 0.1665 | 5.8521 | 38.6663 | 1.0132 | 38.4983 | 41.3402
785.494 | 127.974 | 1.2784 | 0.6 | 0.10997 | 5.7892 | 38.0315 | 1.0132 | 37.8668 | 41.0354
818.724 | 85.654 | 1.2685 | 0.6 | 0.051264 | 5.7137 | 37.2325 | 1.0132 | 37.0717 | 40.6685
847.739 | 48.9919 | 1.2583 | 0.6 | 0.00067216 | 5.6351 | 36.3611 | 1.0132 | 36.2043 | 40.2857
Scenario (Time varying leak) : LM_EXBN
RUBY_FRA_Rev.B_v05_shk\ProcessArea\023-02-02-L\023-02-02-L_LM\LM_EXBN
LM_EXBN
Weather: 6.6/D
| Mass calculation |  |  | Tank or stagnation data |  |  | Orifice or pipe exit data (before atmospheric expansion)
Time [s] | Mass remaining [kg] | Mass flow rate [kg/s] | Discharge coefficient | Liquid height [m] | Pressure [bar] | Temperature [degC] | Pressure [bar] | Temperature [degC] | Velocity [m/s]
0 | 1017.21 | 1.3995 | 0.6 | 1.3655 | 6.7133 | 44.2 | 1.0132 | 43.989 | 45.3557
123 | 1017.21 | 1.3995 | 0.6 | 1.3655 | 6.7133 | 44.2 | 1.0132 | 43.989 | 45.3557
123 | 2994.56 | 1.404 | 0.6 | 1.957 | 6.7133 | 44.2 | 1.0132 | 43.9877 | 45.5001
123.105 | 2994.42 | 1.404 | 0.6 | 1.9569 | 6.7132 | 44.1998 | 1.0132 | 43.9875 | 45.4999
123.215 | 2994.26 | 1.404 | 0.6 | 1.9568 | 6.7131 | 44.1996 | 1.0132 | 43.9873 | 45.4996
123.331 | 2994.1 | 1.404 | 0.6 | 1.9566 | 6.7131 | 44.1994 | 1.0132 | 43.9871 | 45.4994
123.453 | 2993.93 | 1.404 | 0.6 | 1.9565 | 6.713 | 44.1992 | 1.0132 | 43.9869 | 45.4991
123.58 | 2993.75 | 1.404 | 0.6 | 1.9564 | 6.713 | 44.199 | 1.0132 | 43.9867 | 45.4988
123.714 | 2993.56 | 1.4039 | 0.6 | 1.9563 | 6.7129 | 44.1988 | 1.0132 | 43.9865 | 45.4985
123.855 | 2993.36 | 1.4039 | 0.6 | 1.9561 | 6.7128 | 44.1986 | 1.0132 | 43.9863 | 45.4982
124.003 | 2993.15 | 1.4039 | 0.6 | 1.956 | 6.7127 | 44.1983 | 1.0132 | 43.986 | 45.4979
124.158 | 2992.94 | 1.4039 | 0.6 | 1.9558 | 6.7127 | 44.198 | 1.0132 | 43.9858 | 45.4975
124.321 | 2992.71 | 1.4039 | 0.6 | 1.9557 | 6.7126 | 44.1978 | 1.0132 | 43.9855 | 45.4972
124.492 | 2992.47 | 1.4039 | 0.6 | 1.9555 | 6.7125 | 44.1975 | 1.0132 | 43.9852 | 45.4968
124.671 | 2992.22 | 1.4039 | 0.6 | 1.9553 | 6.7124 | 44.1972 | 1.0132 | 43.9849 | 45.4964
124.86 | 2991.95 | 1.4039 | 0.6 | 1.9552 | 6.7123 | 44.1969 | 1.0132 | 43.9846 | 45.496
125.058 | 2991.67 | 1.4039 | 0.6 | 1.955 | 6.7122 | 44.1965 | 1.0132 | 43.9843 | 45.4955
125.266 | 2991.38 | 1.4038 | 0.6 | 1.9548 | 6.7121 | 44.1962 | 1.0132 | 43.9839 | 45.4951
125.484 | 2991.08 | 1.4038 | 0.6 | 1.9546 | 6.712 | 44.1958 | 1.0132 | 43.9835 | 45.4946
125.713 | 2990.75 | 1.4038 | 0.6 | 1.9543 | 6.7119 | 44.1954 | 1.0132 | 43.9832 | 45.4941
125.954 | 2990.42 | 1.4038 | 0.6 | 1.9541 | 6.7118 | 44.195 | 1.0132 | 43.9828 | 45.4935
126.207 | 2990.06 | 1.4038 | 0.6 | 1.9539 | 6.7117 | 44.1946 | 1.0132 | 43.9823 | 45.493
126.472 | 2989.69 | 1.4038 | 0.6 | 1.9536 | 6.7115 | 44.1941 | 1.0132 | 43.9819 | 45.4924
126.751 | 2989.3 | 1.4038 | 0.6 | 1.9533 | 6.7114 | 44.1937 | 1.0132 | 43.9814 | 45.4918
127.043 | 2988.89 | 1.4037 | 0.6 | 1.953 | 6.7112 | 44.1932 | 1.0132 | 43.9809 | 45.4911
127.35 | 2988.46 | 1.4037 | 0.6 | 1.9527 | 6.7111 | 44.1926 | 1.0132 | 43.9804 | 45.4904
127.673 | 2988 | 1.4037 | 0.6 | 1.9524 | 6.7109 | 44.1921 | 1.0132 | 43.9799 | 45.4897
128.011 | 2987.53 | 1.4037 | 0.6 | 1.9521 | 6.7108 | 44.1915 | 1.0132 | 43.9793 | 45.4889
128.367 | 2987.03 | 1.4036 | 0.6 | 1.9518 | 6.7106 | 44.1909 | 1.0132 | 43.9787 | 45.4882
128.74 | 2986.5 | 1.4036 | 0.6 | 1.9514 | 6.7104 | 44.1903 | 1.0132 | 43.9781 | 45.4873
129.132 | 2985.95 | 1.4036 | 0.6 | 1.951 | 6.7102 | 44.1896 | 1.0132 | 43.9775 | 45.4864
129.544 | 2985.38 | 1.4036 | 0.6 | 1.9506 | 6.71 | 44.1889 | 1.0132 | 43.9768 | 45.4855
129.976 | 2984.77 | 1.4035 | 0.6 | 1.9502 | 6.7098 | 44.1882 | 1.0132 | 43.976 | 45.4846
130.43 | 2984.13 | 1.4035 | 0.6 | 1.9498 | 6.7096 | 44.1874 | 1.0132 | 43.9753 | 45.4836
130.906 | 2983.47 | 1.4035 | 0.6 | 1.9493 | 6.7093 | 44.1866 | 1.0132 | 43.9745 | 45.4825
131.407 | 2982.76 | 1.4034 | 0.6 | 1.9488 | 6.7091 | 44.1858 | 1.0132 | 43.9737 | 45.4814
131.932 | 2982.03 | 1.4034 | 0.6 | 1.9483 | 6.7088 | 44.1849 | 1.0132 | 43.9728 | 45.4802
132.484 | 2981.25 | 1.4034 | 0.6 | 1.9478 | 6.7086 | 44.1839 | 1.0132 | 43.9719 | 45.479
133.063 | 2980.44 | 1.4033 | 0.6 | 1.9472 | 6.7083 | 44.183 | 1.0132 | 43.9709 | 45.4777
133.671 | 2979.59 | 1.4033 | 0.6 | 1.9466 | 6.708 | 44.1819 | 1.0132 | 43.9699 | 45.4764
134.31 | 2978.69 | 1.4033 | 0.6 | 1.946 | 6.7077 | 44.1808 | 1.0132 | 43.9688 | 45.4749
134.98 | 2977.75 | 1.4032 | 0.6 | 1.9453 | 6.7073 | 44.1797 | 1.0132 | 43.9677 | 45.4734
135.684 | 2976.76 | 1.4032 | 0.6 | 1.9446 | 6.707 | 44.1785 | 1.0132 | 43.9665 | 45.4719
136.423 | 2975.72 | 1.4031 | 0.6 | 1.9439 | 6.7066 | 44.1773 | 1.0132 | 43.9653 | 45.4702
137.199 | 2974.64 | 1.4031 | 0.6 | 1.9432 | 6.7062 | 44.1759 | 1.0132 | 43.964 | 45.4685
138.014 | 2973.49 | 1.403 | 0.6 | 1.9424 | 6.7058 | 44.1746 | 1.0132 | 43.9626 | 45.4667
138.87 | 2972.29 | 1.403 | 0.6 | 1.9416 | 6.7054 | 44.1731 | 1.0132 | 43.9612 | 45.4648
139.769 | 2971.03 | 1.4029 | 0.6 | 1.9407 | 6.705 | 44.1716 | 1.0132 | 43.9597 | 45.4628
140.712 | 2969.71 | 1.4028 | 0.6 | 1.9398 | 6.7045 | 44.17 | 1.0132 | 43.9581 | 45.4607
141.703 | 2968.32 | 1.4028 | 0.6 | 1.9388 | 6.704 | 44.1683 | 1.0132 | 43.9565 | 45.4585
142.743 | 2966.86 | 1.4027 | 0.6 | 1.9378 | 6.7035 | 44.1666 | 1.0132 | 43.9547 | 45.4562
143.835 | 2965.33 | 1.4026 | 0.6 | 1.9367 | 6.703 | 44.1647 | 1.0132 | 43.9529 | 45.4538
144.982 | 2963.72 | 1.4026 | 0.6 | 1.9356 | 6.7024 | 44.1628 | 1.0132 | 43.951 | 45.4513
146.186 | 2962.04 | 1.4025 | 0.6 | 1.9345 | 6.7018 | 44.1607 | 1.0132 | 43.9489 | 45.4486
147.45 | 2960.26 | 1.4024 | 0.6 | 1.9332 | 6.7012 | 44.1586 | 1.0132 | 43.9468 | 45.4458
148.777 | 2958.4 | 1.4023 | 0.6 | 1.9319 | 6.7006 | 44.1563 | 1.0132 | 43.9446 | 45.4428
150.171 | 2956.45 | 1.4022 | 0.6 | 1.9306 | 6.6999 | 44.1539 | 1.0132 | 43.9422 | 45.4397
151.635 | 2954.4 | 1.4021 | 0.6 | 1.9292 | 6.6992 | 44.1514 | 1.0132 | 43.9398 | 45.4365
153.172 | 2952.24 | 1.402 | 0.6 | 1.9277 | 6.6984 | 44.1488 | 1.0132 | 43.9372 | 45.4331
154.785 | 2949.98 | 1.4019 | 0.6 | 1.9261 | 6.6976 | 44.1461 | 1.0132 | 43.9345 | 45.4296
156.479 | 2947.61 | 1.4018 | 0.6 | 1.9245 | 6.6968 | 44.1432 | 1.0132 | 43.9316 | 45.4258
158.258 | 2945.11 | 1.4017 | 0.6 | 1.9227 | 6.6959 | 44.1401 | 1.0132 | 43.9286 | 45.4219
160.126 | 2942.5 | 1.4016 | 0.6 | 1.9209 | 6.695 | 44.1369 | 1.0132 | 43.9255 | 45.4178
162.088 | 2939.75 | 1.4015 | 0.6 | 1.919 | 6.6941 | 44.1336 | 1.0132 | 43.9222 | 45.4134
164.147 | 2936.86 | 1.4013 | 0.6 | 1.917 | 6.6931 | 44.13 | 1.0132 | 43.9187 | 45.4089
166.309 | 2933.83 | 1.4012 | 0.6 | 1.9149 | 6.692 | 44.1264 | 1.0132 | 43.9151 | 45.4041
168.58 | 2930.65 | 1.401 | 0.6 | 1.9127 | 6.6909 | 44.1225 | 1.0132 | 43.9112 | 45.3991
170.964 | 2927.32 | 1.4009 | 0.6 | 1.9104 | 6.6898 | 44.1184 | 1.0132 | 43.9072 | 45.3939
173.467 | 2923.81 | 1.4007 | 0.6 | 1.908 | 6.6885 | 44.1141 | 1.0132 | 43.903 | 45.3884
176.095 | 2920.13 | 1.4006 | 0.6 | 1.9054 | 6.6872 | 44.1096 | 1.0132 | 43.8985 | 45.3826
178.855 | 2916.26 | 1.4004 | 0.6 | 1.9028 | 6.6859 | 44.1048 | 1.0132 | 43.8938 | 45.3765
181.753 | 2912.21 | 1.4002 | 0.6 | 1.9 | 6.6845 | 44.0998 | 1.0132 | 43.8889 | 45.3701
184.795 | 2907.95 | 1.4 | 0.6 | 1.897 | 6.683 | 44.0946 | 1.0132 | 43.8837 | 45.3635
187.99 | 2903.48 | 1.3998 | 0.6 | 1.8939 | 6.6815 | 44.089 | 1.0132 | 43.8782 | 45.3564
191.345 | 2898.78 | 1.3996 | 0.6 | 1.8907 | 6.6799 | 44.0832 | 1.0132 | 43.8725 | 45.3491
194.867 | 2893.85 | 1.3994 | 0.6 | 1.8873 | 6.6782 | 44.0771 | 1.0132 | 43.8665 | 45.3414
198.565 | 2888.68 | 1.3991 | 0.6 | 1.8837 | 6.6764 | 44.0707 | 1.0132 | 43.8601 | 45.3333
202.449 | 2883.25 | 1.3989 | 0.6 | 1.8799 | 6.6745 | 44.0639 | 1.0132 | 43.8535 | 45.3248
206.526 | 2877.54 | 1.3986 | 0.6 | 1.876 | 6.6726 | 44.0568 | 1.0132 | 43.8465 | 45.3159
210.807 | 2871.56 | 1.3983 | 0.6 | 1.8718 | 6.6705 | 44.0494 | 1.0132 | 43.8391 | 45.3065
215.303 | 2865.27 | 1.3981 | 0.6 | 1.8675 | 6.6683 | 44.0415 | 1.0132 | 43.8313 | 45.2967
220.023 | 2858.67 | 1.3978 | 0.6 | 1.8629 | 6.6661 | 44.0332 | 1.0132 | 43.8232 | 45.2864
224.979 | 2851.75 | 1.3975 | 0.6 | 1.8581 | 6.6637 | 44.0245 | 1.0132 | 43.8146 | 45.2756
230.183 | 2844.47 | 1.3971 | 0.6 | 1.8531 | 6.6612 | 44.0154 | 1.0132 | 43.8056 | 45.2643
235.647 | 2836.84 | 1.3968 | 0.6 | 1.8478 | 6.6586 | 44.0058 | 1.0132 | 43.7961 | 45.2524
241.384 | 2828.83 | 1.3964 | 0.6 | 1.8422 | 6.6559 | 43.9956 | 1.0132 | 43.7861 | 45.24
247.409 | 2820.42 | 1.396 | 0.6 | 1.8364 | 6.653 | 43.985 | 1.0132 | 43.7755 | 45.2269
253.734 | 2811.59 | 1.3956 | 0.6 | 1.8303 | 6.65 | 43.9737 | 1.0132 | 43.7645 | 45.2133
260.376 | 2802.32 | 1.3952 | 0.6 | 1.8239 | 6.6469 | 43.9619 | 1.0132 | 43.7528 | 45.1989
267.35 | 2792.59 | 1.3948 | 0.6 | 1.8172 | 6.6436 | 43.9495 | 1.0132 | 43.7405 | 45.1839
274.672 | 2782.38 | 1.3943 | 0.6 | 1.8101 | 6.6402 | 43.9364 | 1.0132 | 43.7276 | 45.1681
282.361 | 2771.66 | 1.3938 | 0.6 | 1.8027 | 6.6365 | 43.9227 | 1.0132 | 43.714 | 45.1516
290.434 | 2760.41 | 1.3933 | 0.6 | 1.7949 | 6.6328 | 43.9081 | 1.0132 | 43.6997 | 45.1343
298.91 | 2748.6 | 1.3928 | 0.6 | 1.7867 | 6.6288 | 43.8929 | 1.0132 | 43.6846 | 45.1161
307.811 | 2736.21 | 1.3923 | 0.6 | 1.7782 | 6.6246 | 43.8767 | 1.0132 | 43.6687 | 45.0971
317.157 | 2723.2 | 1.3917 | 0.6 | 1.7692 | 6.6203 | 43.8598 | 1.0132 | 43.6519 | 45.0771
326.969 | 2709.55 | 1.3911 | 0.6 | 1.7597 | 6.6158 | 43.8419 | 1.0132 | 43.6342 | 45.0562
337.273 | 2695.22 | 1.3904 | 0.6 | 1.7498 | 6.611 | 43.823 | 1.0132 | 43.6156 | 45.0343
348.091 | 2680.18 | 1.3898 | 0.6 | 1.7394 | 6.606 | 43.8031 | 1.0132 | 43.596 | 45.0113
359.451 | 2664.39 | 1.3891 | 0.6 | 1.7285 | 6.6008 | 43.7822 | 1.0132 | 43.5753 | 44.9873
371.379 | 2647.83 | 1.3883 | 0.6 | 1.717 | 6.5953 | 43.76 | 1.0132 | 43.5534 | 44.9621
383.903 | 2630.45 | 1.3876 | 0.6 | 1.705 | 6.5896 | 43.7367 | 1.0132 | 43.5303 | 44.9357
397.053 | 2612.2 | 1.3868 | 0.6 | 1.6924 | 6.5836 | 43.712 | 1.0132 | 43.506 | 44.908
410.86 | 2593.06 | 1.386 | 0.6 | 1.6792 | 6.5774 | 43.686 | 1.0132 | 43.4803 | 44.879
425.358 | 2572.97 | 1.3851 | 0.6 | 1.6653 | 6.5708 | 43.6585 | 1.0132 | 43.4531 | 44.8486
440.581 | 2551.9 | 1.3841 | 0.6 | 1.6507 | 6.5639 | 43.6295 | 1.0132 | 43.4244 | 44.8168
456.565 | 2529.78 | 1.3832 | 0.6 | 1.6354 | 6.5568 | 43.5988 | 1.0132 | 43.3941 | 44.7835
473.349 | 2506.57 | 1.3822 | 0.6 | 1.6194 | 6.5492 | 43.5664 | 1.0132 | 43.362 | 44.7486
490.971 | 2482.23 | 1.3811 | 0.6 | 1.6026 | 6.5414 | 43.532 | 1.0132 | 43.328 | 44.712
509.474 | 2456.68 | 1.38 | 0.6 | 1.5849 | 6.5332 | 43.4957 | 1.0132 | 43.2921 | 44.6737
528.903 | 2429.88 | 1.3789 | 0.6 | 1.5664 | 6.5246 | 43.4573 | 1.0132 | 43.2541 | 44.6336
549.303 | 2401.76 | 1.3777 | 0.6 | 1.547 | 6.5156 | 43.4165 | 1.0132 | 43.2138 | 44.5915
570.724 | 2372.27 | 1.3764 | 0.6 | 1.5266 | 6.5062 | 43.3733 | 1.0132 | 43.1711 | 44.5475
593.215 | 2341.33 | 1.3751 | 0.6 | 1.5052 | 6.4964 | 43.3275 | 1.0132 | 43.1258 | 44.5014
616.83 | 2308.87 | 1.3737 | 0.6 | 1.4828 | 6.4861 | 43.279 | 1.0132 | 43.0777 | 44.453
641.627 | 2274.83 | 1.3722 | 0.6 | 1.4593 | 6.4754 | 43.2274 | 1.0132 | 43.0267 | 44.4024
667.663 | 2239.12 | 1.3707 | 0.6 | 1.4346 | 6.4641 | 43.1726 | 1.0132 | 42.9724 | 44.3493
695.002 | 2201.67 | 1.3691 | 0.6 | 1.4088 | 6.4524 | 43.1143 | 1.0132 | 42.9147 | 44.2937
723.707 | 2162.39 | 1.3674 | 0.6 | 1.3817 | 6.4401 | 43.0522 | 1.0132 | 42.8533 | 44.2354
753.847 | 2121.21 | 1.3657 | 0.6 | 1.3533 | 6.4272 | 42.9861 | 1.0132 | 42.7878 | 44.1742
785.494 | 2078.01 | 1.3639 | 0.6 | 1.3235 | 6.4137 | 42.9156 | 1.0132 | 42.718 | 44.1101
818.724 | 2032.73 | 1.3619 | 0.6 | 1.2922 | 6.3996 | 42.8404 | 1.0132 | 42.6435 | 44.0427
853.615 | 1985.25 | 1.3599 | 0.6 | 1.2595 | 6.3848 | 42.76 | 1.0132 | 42.5638 | 43.972
890.251 | 1935.46 | 1.3578 | 0.6 | 1.2251 | 6.3693 | 42.6739 | 1.0132 | 42.4785 | 43.8978
928.718 | 1883.28 | 1.3556 | 0.6 | 1.1892 | 6.3531 | 42.5816 | 1.0132 | 42.3871 | 43.8197
969.109 | 1828.57 | 1.3533 | 0.6 | 1.1515 | 6.336 | 42.4826 | 1.0132 | 42.2889 | 43.7376
1011.52 | 1771.23 | 1.3508 | 0.6 | 1.112 | 6.3181 | 42.3761 | 1.0132 | 42.1834 | 43.6511
1056.05 | 1711.14 | 1.3482 | 0.6 | 1.0706 | 6.2992 | 42.2614 | 1.0132 | 42.0696 | 43.5601
1102.81 | 1648.17 | 1.3455 | 0.6 | 1.0272 | 6.2794 | 42.1376 | 1.0132 | 41.9468 | 43.464
1151.9 | 1582.18 | 1.3426 | 0.6 | 0.98185 | 6.2585 | 42.0036 | 1.0132 | 41.814 | 43.3625
1203.45 | 1513.05 | 1.3396 | 0.6 | 0.93431 | 6.2365 | 41.8583 | 1.0132 | 41.6698 | 43.2551
1257.58 | 1440.63 | 1.3364 | 0.6 | 0.88452 | 6.2132 | 41.7002 | 1.0132 | 41.5129 | 43.1412
1314.42 | 1364.78 | 1.333 | 0.6 | 0.83241 | 6.1885 | 41.5276 | 1.0132 | 41.3416 | 43.0203
1374.09 | 1285.34 | 1.3294 | 0.6 | 0.77786 | 6.1622 | 41.3384 | 1.0132 | 41.1538 | 42.8914
1436.75 | 1202.16 | 1.3256 | 0.6 | 0.72079 | 6.134 | 41.1288 | 1.0132 | 40.9457 | 42.753
1502.54 | 1115.08 | 1.3215 | 0.6 | 0.66108 | 6.1037 | 40.8964 | 1.0132 | 40.7149 | 42.6042
1571.63 | 1023.94 | 1.317 | 0.6 | 0.59864 | 6.0713 | 40.6383 | 1.0132 | 40.4585 | 42.4441
1644.16 | 928.586 | 1.3122 | 0.6 | 0.53339 | 6.0362 | 40.3489 | 1.0132 | 40.171 | 42.2707
1720.33 | 828.842 | 1.307 | 0.6 | 0.46521 | 5.9978 | 40.0213 | 1.0132 | 39.8454 | 42.0812
1800.3 | 724.549 | 1.3013 | 0.6 | 0.39402 | 5.9556 | 39.6459 | 1.0132 | 39.4722 | 41.872
1884.27 | 615.55 | 1.2949 | 0.6 | 0.31975 | 5.9084 | 39.2098 | 1.0132 | 39.0386 | 41.6384
1972.43 | 501.702 | 1.2876 | 0.6 | 0.24233 | 5.8548 | 38.6938 | 1.0132 | 38.5255 | 41.3733
2065.01 | 382.878 | 1.2793 | 0.6 | 0.16176 | 5.7927 | 38.0675 | 1.0132 | 37.9025 | 41.0655
2162.22 | 259 | 1.2693 | 0.6 | 0.07808 | 5.7181 | 37.2799 | 1.0132 | 37.1189 | 40.6962
2253.02 | 144.228 | 1.2583 | 0.6 | 0.00096335 | 5.6352 | 36.362 | 1.0132 | 36.2052 | 40.2861
Scenario (Time varying leak) : ME_EOBN
RUBY_FRA_Rev.B_v05_shk\ProcessArea\023-02-02-L\023-02-02-L_ME\ME_EOBN
ME_EOBN
Weather: 6.6/D
| Mass calculation |  |  | Tank or stagnation data |  |  | Orifice or pipe exit data (before atmospheric expansion)
Time [s] | Mass remaining [kg] | Mass flow rate [kg/s] | Discharge coefficient | Liquid height [m] | Pressure [bar] | Temperature [degC] | Pressure [bar] | Temperature [degC] | Velocity [m/s]
0 | 1017.21 | 17.7387 | 0.6 | 1.3655 | 6.7133 | 44.2 | 1.0132 | 43.989 | 45.3557
123 | 1017.21 | 17.7387 | 0.6 | 1.3655 | 6.7133 | 44.2 | 1.0132 | 43.989 | 45.3557
123.105 | 1015.35 | 17.7356 | 0.6 | 1.3628 | 6.7113 | 44.1934 | 1.0132 | 43.9825 | 45.3473
123.215 | 1013.39 | 17.7323 | 0.6 | 1.36 | 6.7093 | 44.1864 | 1.0132 | 43.9757 | 45.3384
123.331 | 1011.34 | 17.7289 | 0.6 | 1.3571 | 6.7072 | 44.1792 | 1.0132 | 43.9685 | 45.3291
123.453 | 1009.19 | 17.7253 | 0.6 | 1.354 | 6.705 | 44.1715 | 1.0132 | 43.9609 | 45.3194
123.58 | 1006.93 | 17.7215 | 0.6 | 1.3508 | 6.7026 | 44.1635 | 1.0132 | 43.953 | 45.3092
123.714 | 1004.55 | 17.7175 | 0.6 | 1.3475 | 6.7002 | 44.155 | 1.0132 | 43.9446 | 45.2984
123.855 | 1002.06 | 17.7134 | 0.6 | 1.3439 | 6.6976 | 44.146 | 1.0132 | 43.9358 | 45.2872
124.003 | 999.445 | 17.7091 | 0.6 | 1.3402 | 6.6949 | 44.1367 | 1.0132 | 43.9266 | 45.2754
124.158 | 996.699 | 17.7045 | 0.6 | 1.3363 | 6.6921 | 44.1268 | 1.0132 | 43.9168 | 45.2631
124.321 | 993.816 | 17.6997 | 0.6 | 1.3322 | 6.6892 | 44.1164 | 1.0132 | 43.9066 | 45.2501
124.492 | 990.791 | 17.6947 | 0.6 | 1.3279 | 6.6861 | 44.1055 | 1.0132 | 43.8958 | 45.2366
124.671 | 987.614 | 17.6895 | 0.6 | 1.3234 | 6.6829 | 44.094 | 1.0132 | 43.8844 | 45.2223
124.86 | 984.28 | 17.684 | 0.6 | 1.3186 | 6.6795 | 44.0819 | 1.0132 | 43.8725 | 45.2074
125.058 | 980.78 | 17.6782 | 0.6 | 1.3136 | 6.6759 | 44.0691 | 1.0132 | 43.8599 | 45.1918
125.266 | 977.105 | 17.6722 | 0.6 | 1.3084 | 6.6722 | 44.0557 | 1.0132 | 43.8466 | 45.1754
125.484 | 973.249 | 17.6658 | 0.6 | 1.3029 | 6.6683 | 44.0415 | 1.0132 | 43.8326 | 45.1582
125.713 | 969.201 | 17.6592 | 0.6 | 1.2972 | 6.6642 | 44.0266 | 1.0132 | 43.8179 | 45.1402
125.954 | 964.952 | 17.6523 | 0.6 | 1.2912 | 6.66 | 44.0108 | 1.0132 | 43.8023 | 45.1213
126.207 | 960.492 | 17.645 | 0.6 | 1.2848 | 6.6555 | 43.9942 | 1.0132 | 43.7859 | 45.1015
126.472 | 955.811 | 17.6374 | 0.6 | 1.2782 | 6.6508 | 43.9767 | 1.0132 | 43.7687 | 45.0808
126.751 | 950.898 | 17.6294 | 0.6 | 1.2712 | 6.6459 | 43.9583 | 1.0132 | 43.7505 | 45.0591
127.043 | 945.742 | 17.621 | 0.6 | 1.2638 | 6.6408 | 43.9389 | 1.0132 | 43.7313 | 45.0363
127.35 | 940.331 | 17.6123 | 0.6 | 1.2562 | 6.6354 | 43.9184 | 1.0132 | 43.7111 | 45.0125
127.673 | 934.653 | 17.6031 | 0.6 | 1.2481 | 6.6298 | 43.8968 | 1.0132 | 43.6897 | 44.9876
128.011 | 928.693 | 17.5935 | 0.6 | 1.2396 | 6.6239 | 43.874 | 1.0132 | 43.6672 | 44.9615
128.367 | 922.439 | 17.5835 | 0.6 | 1.2307 | 6.6178 | 43.8499 | 1.0132 | 43.6434 | 44.9341
128.74 | 915.876 | 17.573 | 0.6 | 1.2214 | 6.6113 | 43.8246 | 1.0132 | 43.6183 | 44.9055
129.132 | 908.99 | 17.562 | 0.6 | 1.2116 | 6.6046 | 43.7977 | 1.0132 | 43.5918 | 44.8755
129.544 | 901.763 | 17.5505 | 0.6 | 1.2014 | 6.5976 | 43.7694 | 1.0132 | 43.5638 | 44.8441
129.976 | 894.18 | 17.5384 | 0.6 | 1.1906 | 6.5903 | 43.7395 | 1.0132 | 43.5343 | 44.8112
130.43 | 886.224 | 17.5258 | 0.6 | 1.1793 | 6.5826 | 43.7078 | 1.0132 | 43.503 | 44.7768
130.906 | 877.876 | 17.5127 | 0.6 | 1.1674 | 6.5745 | 43.6744 | 1.0132 | 43.4699 | 44.7408
131.407 | 869.118 | 17.4989 | 0.6 | 1.155 | 6.5661 | 43.639 | 1.0132 | 43.4349 | 44.703
131.932 | 859.929 | 17.4844 | 0.6 | 1.142 | 6.5573 | 43.6015 | 1.0132 | 43.3978 | 44.6636
132.484 | 850.288 | 17.4694 | 0.6 | 1.1283 | 6.5482 | 43.5618 | 1.0132 | 43.3586 | 44.6222
133.063 | 840.175 | 17.4536 | 0.6 | 1.1139 | 6.5386 | 43.5198 | 1.0132 | 43.317 | 44.579
133.671 | 829.565 | 17.4371 | 0.6 | 1.0988 | 6.5286 | 43.4752 | 1.0132 | 43.2729 | 44.5337
134.31 | 818.436 | 17.4198 | 0.6 | 1.0831 | 6.5181 | 43.4279 | 1.0132 | 43.2262 | 44.4863
134.98 | 806.763 | 17.4017 | 0.6 | 1.0665 | 6.5071 | 43.3777 | 1.0132 | 43.1765 | 44.4366
135.684 | 794.519 | 17.3828 | 0.6 | 1.0491 | 6.4957 | 43.3244 | 1.0132 | 43.1237 | 44.3846
136.423 | 781.677 | 17.363 | 0.6 | 1.0309 | 6.4837 | 43.2677 | 1.0132 | 43.0676 | 44.3302
137.199 | 768.208 | 17.3423 | 0.6 | 1.0118 | 6.4712 | 43.2074 | 1.0132 | 43.0079 | 44.2731
138.014 | 754.084 | 17.3207 | 0.6 | 0.99176 | 6.4581 | 43.1432 | 1.0132 | 42.9443 | 44.2134
138.87 | 739.272 | 17.298 | 0.6 | 0.97076 | 6.4445 | 43.0747 | 1.0132 | 42.8765 | 44.1507
139.769 | 723.741 | 17.2742 | 0.6 | 0.94874 | 6.4302 | 43.0017 | 1.0132 | 42.8042 | 44.0851
140.712 | 707.455 | 17.2494 | 0.6 | 0.92566 | 6.4152 | 42.9236 | 1.0132 | 42.7268 | 44.0162
141.703 | 690.381 | 17.2233 | 0.6 | 0.90147 | 6.3995 | 42.8402 | 1.0132 | 42.6441 | 43.9439
142.743 | 672.481 | 17.196 | 0.6 | 0.87612 | 6.3831 | 42.7507 | 1.0132 | 42.5555 | 43.868
143.835 | 653.716 | 17.1673 | 0.6 | 0.84954 | 6.3659 | 42.6548 | 1.0132 | 42.4605 | 43.7883
144.982 | 634.047 | 17.1372 | 0.6 | 0.8217 | 6.3479 | 42.5518 | 1.0132 | 42.3583 | 43.7045
146.186 | 613.432 | 17.1056 | 0.6 | 0.79252 | 6.3289 | 42.4409 | 1.0132 | 42.2483 | 43.6162
147.45 | 591.826 | 17.0723 | 0.6 | 0.76196 | 6.309 | 42.3212 | 1.0132 | 42.1297 | 43.5233
148.777 | 569.186 | 17.0373 | 0.6 | 0.72994 | 6.2881 | 42.1919 | 1.0132 | 42.0014 | 43.4252
150.171 | 545.463 | 17.0003 | 0.6 | 0.69641 | 6.266 | 42.0517 | 1.0132 | 41.8624 | 43.3216
151.635 | 520.61 | 16.9613 | 0.6 | 0.66129 | 6.2427 | 41.8994 | 1.0132 | 41.7112 | 43.2119
153.172 | 494.576 | 16.92 | 0.6 | 0.62452 | 6.218 | 41.7333 | 1.0132 | 41.5463 | 43.0955
154.785 | 467.31 | 16.8762 | 0.6 | 0.58604 | 6.1919 | 41.5515 | 1.0132 | 41.3659 | 42.9716
156.479 | 438.756 | 16.8296 | 0.6 | 0.54577 | 6.1641 | 41.3517 | 1.0132 | 41.1675 | 42.8395
158.258 | 408.861 | 16.7797 | 0.6 | 0.50363 | 6.1343 | 41.1311 | 1.0132 | 40.9484 | 42.6981
160.126 | 377.568 | 16.7263 | 0.6 | 0.45956 | 6.1025 | 40.8861 | 1.0132 | 40.705 | 42.546
162.088 | 344.819 | 16.6688 | 0.6 | 0.41348 | 6.0681 | 40.6122 | 1.0132 | 40.433 | 42.3816
164.147 | 310.556 | 16.6063 | 0.6 | 0.36532 | 6.0308 | 40.3031 | 1.0132 | 40.1258 | 42.2024
166.309 | 274.721 | 16.5378 | 0.6 | 0.31502 | 5.9898 | 39.9505 | 1.0132 | 39.7753 | 42.0053
168.58 | 237.258 | 16.4619 | 0.6 | 0.26251 | 5.9444 | 39.5437 | 1.0132 | 39.3709 | 41.7865
170.964 | 198.113 | 16.3771 | 0.6 | 0.20775 | 5.8935 | 39.0681 | 1.0132 | 38.898 | 41.5407
173.467 | 157.237 | 16.2801 | 0.6 | 0.1507 | 5.8352 | 38.4988 | 1.0132 | 38.3317 | 41.2586
176.095 | 114.595 | 16.166 | 0.6 | 0.091381 | 5.7665 | 37.7957 | 1.0132 | 37.6322 | 40.9254
178.855 | 70.169 | 16.0261 | 0.6 | 0.029859 | 5.6822 | 36.8875 | 1.0132 | 36.7283 | 40.5151
180.18 | 48.9917 | 15.9481 | 0.6 | 0.00067216 | 5.6351 | 36.361 | 1.0132 | 36.2043 | 40.2856
Scenario (Time varying leak) : ME_EXBN
RUBY_FRA_Rev.B_v05_shk\ProcessArea\023-02-02-L\023-02-02-L_ME\ME_EXBN
ME_EXBN
Weather: 6.6/D
| Mass calculation |  |  | Tank or stagnation data |  |  | Orifice or pipe exit data (before atmospheric expansion)
Time [s] | Mass remaining [kg] | Mass flow rate [kg/s] | Discharge coefficient | Liquid height [m] | Pressure [bar] | Temperature [degC] | Pressure [bar] | Temperature [degC] | Velocity [m/s]
0 | 1017.21 | 17.7387 | 0.6 | 1.3655 | 6.7133 | 44.2 | 1.0132 | 43.989 | 45.3557
123 | 1017.21 | 17.7387 | 0.6 | 1.3655 | 6.7133 | 44.2 | 1.0132 | 43.989 | 45.3557
123 | 2994.56 | 17.7952 | 0.6 | 1.957 | 6.7133 | 44.2 | 1.0132 | 43.9877 | 45.5001
123.105 | 2992.69 | 17.7941 | 0.6 | 1.9557 | 6.7126 | 44.1977 | 1.0132 | 43.9855 | 45.4972
123.215 | 2990.73 | 17.793 | 0.6 | 1.9543 | 6.7119 | 44.1954 | 1.0132 | 43.9831 | 45.494
123.331 | 2988.67 | 17.7917 | 0.6 | 1.9529 | 6.7112 | 44.1929 | 1.0132 | 43.9807 | 45.4908
123.453 | 2986.51 | 17.7905 | 0.6 | 1.9514 | 6.7104 | 44.1903 | 1.0132 | 43.9781 | 45.4873
123.58 | 2984.24 | 17.7891 | 0.6 | 1.9498 | 6.7096 | 44.1876 | 1.0132 | 43.9754 | 45.4837
123.714 | 2981.86 | 17.7877 | 0.6 | 1.9482 | 6.7088 | 44.1847 | 1.0132 | 43.9726 | 45.4799
123.855 | 2979.35 | 17.7863 | 0.6 | 1.9464 | 6.7079 | 44.1816 | 1.0132 | 43.9696 | 45.476
124.003 | 2976.73 | 17.7847 | 0.6 | 1.9446 | 6.707 | 44.1785 | 1.0132 | 43.9665 | 45.4718
124.158 | 2973.97 | 17.7831 | 0.6 | 1.9427 | 6.706 | 44.1752 | 1.0132 | 43.9632 | 45.4675
124.321 | 2971.07 | 17.7814 | 0.6 | 1.9407 | 6.705 | 44.1716 | 1.0132 | 43.9597 | 45.4629
124.492 | 2968.03 | 17.7796 | 0.6 | 1.9386 | 6.7039 | 44.168 | 1.0132 | 43.9561 | 45.4581
124.671 | 2964.84 | 17.7778 | 0.6 | 1.9364 | 6.7028 | 44.1641 | 1.0132 | 43.9523 | 45.453
124.86 | 2961.49 | 17.7758 | 0.6 | 1.9341 | 6.7016 | 44.16 | 1.0132 | 43.9483 | 45.4477
125.058 | 2957.97 | 17.7738 | 0.6 | 1.9316 | 6.7004 | 44.1558 | 1.0132 | 43.9441 | 45.4422
125.266 | 2954.28 | 17.7716 | 0.6 | 1.9291 | 6.6991 | 44.1513 | 1.0132 | 43.9396 | 45.4363
125.484 | 2950.4 | 17.7694 | 0.6 | 1.9264 | 6.6978 | 44.1465 | 1.0132 | 43.935 | 45.4302
125.713 | 2946.33 | 17.767 | 0.6 | 1.9236 | 6.6963 | 44.1416 | 1.0132 | 43.9301 | 45.4238
125.954 | 2942.06 | 17.7645 | 0.6 | 1.9206 | 6.6949 | 44.1364 | 1.0132 | 43.925 | 45.4171
126.207 | 2937.57 | 17.7619 | 0.6 | 1.9175 | 6.6933 | 44.131 | 1.0132 | 43.9196 | 45.41
126.472 | 2932.86 | 17.7592 | 0.6 | 1.9143 | 6.6917 | 44.1252 | 1.0132 | 43.9139 | 45.4026
126.751 | 2927.92 | 17.7563 | 0.6 | 1.9108 | 6.69 | 44.1192 | 1.0132 | 43.908 | 45.3948
127.043 | 2922.72 | 17.7533 | 0.6 | 1.9072 | 6.6882 | 44.1128 | 1.0132 | 43.9017 | 45.3867
127.35 | 2917.27 | 17.7501 | 0.6 | 1.9035 | 6.6863 | 44.1061 | 1.0132 | 43.8951 | 45.3781
127.673 | 2911.55 | 17.7468 | 0.6 | 1.8995 | 6.6843 | 44.0991 | 1.0132 | 43.8882 | 45.3692
128.011 | 2905.55 | 17.7433 | 0.6 | 1.8953 | 6.6822 | 44.0917 | 1.0132 | 43.8809 | 45.3598
128.367 | 2899.24 | 17.7397 | 0.6 | 1.891 | 6.68 | 44.084 | 1.0132 | 43.8732 | 45.3499
128.74 | 2892.62 | 17.7358 | 0.6 | 1.8864 | 6.6778 | 44.0757 | 1.0132 | 43.8651 | 45.3395
129.132 | 2885.67 | 17.7318 | 0.6 | 1.8816 | 6.6754 | 44.0672 | 1.0132 | 43.8567 | 45.3287
129.544 | 2878.38 | 17.7276 | 0.6 | 1.8765 | 6.6729 | 44.0581 | 1.0132 | 43.8478 | 45.3173
129.976 | 2870.72 | 17.7232 | 0.6 | 1.8712 | 6.6702 | 44.0486 | 1.0132 | 43.8384 | 45.3053
130.43 | 2862.68 | 17.7186 | 0.6 | 1.8657 | 6.6675 | 44.0386 | 1.0132 | 43.8284 | 45.2928
130.906 | 2854.25 | 17.7138 | 0.6 | 1.8598 | 6.6646 | 44.0281 | 1.0132 | 43.8181 | 45.2797
131.407 | 2845.39 | 17.7087 | 0.6 | 1.8537 | 6.6616 | 44.017 | 1.0132 | 43.8072 | 45.2659
131.932 | 2836.09 | 17.7034 | 0.6 | 1.8473 | 6.6584 | 44.0053 | 1.0132 | 43.7956 | 45.2515
132.484 | 2826.33 | 17.6978 | 0.6 | 1.8405 | 6.6551 | 43.993 | 1.0132 | 43.7835 | 45.2363
133.063 | 2816.08 | 17.6919 | 0.6 | 1.8334 | 6.6516 | 43.98 | 1.0132 | 43.7707 | 45.2205
133.671 | 2805.33 | 17.6858 | 0.6 | 1.826 | 6.648 | 43.9664 | 1.0132 | 43.7572 | 45.2038
134.31 | 2794.04 | 17.6794 | 0.6 | 1.8182 | 6.6441 | 43.952 | 1.0132 | 43.743 | 45.1864
134.98 | 2782.19 | 17.6726 | 0.6 | 1.81 | 6.6402 | 43.9368 | 1.0132 | 43.728 | 45.1681
135.684 | 2769.75 | 17.6656 | 0.6 | 1.8014 | 6.636 | 43.9208 | 1.0132 | 43.7122 | 45.1489
136.423 | 2756.69 | 17.6582 | 0.6 | 1.7923 | 6.6316 | 43.9039 | 1.0132 | 43.6955 | 45.1288
137.199 | 2742.99 | 17.6504 | 0.6 | 1.7829 | 6.627 | 43.8862 | 1.0132 | 43.678 | 45.1077
138.014 | 2728.61 | 17.6423 | 0.6 | 1.7729 | 6.6222 | 43.8674 | 1.0132 | 43.6595 | 45.0856
138.87 | 2713.52 | 17.6338 | 0.6 | 1.7625 | 6.6171 | 43.8477 | 1.0132 | 43.64 | 45.0625
139.769 | 2697.68 | 17.6249 | 0.6 | 1.7515 | 6.6119 | 43.8269 | 1.0132 | 43.6194 | 45.0383
140.712 | 2681.05 | 17.6156 | 0.6 | 1.74 | 6.6063 | 43.8049 | 1.0132 | 43.5977 | 45.0129
141.703 | 2663.61 | 17.6058 | 0.6 | 1.728 | 6.6006 | 43.7817 | 1.0132 | 43.5748 | 44.9863
142.743 | 2645.3 | 17.5956 | 0.6 | 1.7153 | 6.5945 | 43.7572 | 1.0132 | 43.5506 | 44.9584
143.835 | 2626.09 | 17.5849 | 0.6 | 1.702 | 6.5882 | 43.7314 | 1.0132 | 43.5251 | 44.9293
144.982 | 2605.93 | 17.5737 | 0.6 | 1.6881 | 6.5816 | 43.7041 | 1.0132 | 43.4981 | 44.8987
146.186 | 2584.78 | 17.5619 | 0.6 | 1.6734 | 6.5747 | 43.6753 | 1.0132 | 43.4697 | 44.8667
147.45 | 2562.58 | 17.5497 | 0.6 | 1.6581 | 6.5675 | 43.6448 | 1.0132 | 43.4396 | 44.8332
148.777 | 2539.29 | 17.5368 | 0.6 | 1.642 | 6.5599 | 43.6126 | 1.0132 | 43.4077 | 44.798
150.171 | 2514.86 | 17.5233 | 0.6 | 1.6251 | 6.552 | 43.5786 | 1.0132 | 43.3741 | 44.7612
151.635 | 2489.22 | 17.5093 | 0.6 | 1.6074 | 6.5437 | 43.5425 | 1.0132 | 43.3384 | 44.7227
153.172 | 2462.33 | 17.4945 | 0.6 | 1.5888 | 6.5351 | 43.5044 | 1.0132 | 43.3007 | 44.6824
154.785 | 2434.11 | 17.4791 | 0.6 | 1.5693 | 6.526 | 43.464 | 1.0132 | 43.2608 | 44.6401
156.479 | 2404.51 | 17.4629 | 0.6 | 1.5489 | 6.5165 | 43.4212 | 1.0132 | 43.2184 | 44.5959
158.258 | 2373.46 | 17.446 | 0.6 | 1.5274 | 6.5067 | 43.3757 | 1.0132 | 43.1735 | 44.5495
160.126 | 2340.89 | 17.4283 | 0.6 | 1.5049 | 6.4963 | 43.3276 | 1.0132 | 43.1258 | 44.501
162.088 | 2306.72 | 17.4098 | 0.6 | 1.4813 | 6.4855 | 43.2764 | 1.0132 | 43.0752 | 44.4501
164.147 | 2270.89 | 17.3904 | 0.6 | 1.4566 | 6.4742 | 43.2221 | 1.0132 | 43.0214 | 44.3968
166.309 | 2233.3 | 17.3701 | 0.6 | 1.4306 | 6.4624 | 43.1643 | 1.0132 | 42.9642 | 44.341
168.58 | 2193.89 | 17.3489 | 0.6 | 1.4034 | 6.45 | 43.1028 | 1.0132 | 42.9034 | 44.2825
170.964 | 2152.56 | 17.3266 | 0.6 | 1.3749 | 6.4371 | 43.0373 | 1.0132 | 42.8385 | 44.2211
173.467 | 2109.21 | 17.3033 | 0.6 | 1.345 | 6.4235 | 42.9674 | 1.0132 | 42.7693 | 44.1567
176.095 | 2063.77 | 17.2788 | 0.6 | 1.3136 | 6.4093 | 42.8928 | 1.0132 | 42.6954 | 44.0891
178.855 | 2016.12 | 17.2532 | 0.6 | 1.2808 | 6.3945 | 42.8131 | 1.0132 | 42.6164 | 44.0182
181.753 | 1966.16 | 17.2263 | 0.6 | 1.2463 | 6.3789 | 42.7278 | 1.0132 | 42.5319 | 43.9438
184.795 | 1913.79 | 17.1981 | 0.6 | 1.2102 | 6.3626 | 42.6364 | 1.0132 | 42.4413 | 43.8656
187.99 | 1858.9 | 17.1685 | 0.6 | 1.1724 | 6.3455 | 42.5382 | 1.0132 | 42.3441 | 43.7833
191.345 | 1801.36 | 17.1374 | 0.6 | 1.1327 | 6.3275 | 42.4328 | 1.0132 | 42.2396 | 43.6967
194.867 | 1741.05 | 17.1046 | 0.6 | 1.0912 | 6.3087 | 42.3192 | 1.0132 | 42.1269 | 43.6055
198.565 | 1677.86 | 17.0702 | 0.6 | 1.0477 | 6.2888 | 42.1966 | 1.0132 | 42.0053 | 43.5094
202.449 | 1611.64 | 17.0339 | 0.6 | 1.0021 | 6.2679 | 42.0639 | 1.0132 | 41.8738 | 43.4079
206.526 | 1542.26 | 16.9956 | 0.6 | 0.95439 | 6.2458 | 41.9201 | 1.0132 | 41.7311 | 43.3004
210.807 | 1469.59 | 16.955 | 0.6 | 0.90442 | 6.2225 | 41.7635 | 1.0132 | 41.5758 | 43.1866
215.303 | 1393.46 | 16.9121 | 0.6 | 0.85211 | 6.1977 | 41.5927 | 1.0132 | 41.4062 | 43.0657
220.023 | 1313.74 | 16.8664 | 0.6 | 0.79736 | 6.1715 | 41.4055 | 1.0132 | 41.2204 | 42.937
224.979 | 1230.27 | 16.8178 | 0.6 | 0.74007 | 6.1435 | 41.1996 | 1.0132 | 41.016 | 42.7995
230.183 | 1142.88 | 16.7659 | 0.6 | 0.68014 | 6.1135 | 40.9719 | 1.0132 | 40.7899 | 42.6522
235.647 | 1051.42 | 16.71 | 0.6 | 0.61747 | 6.0812 | 40.7181 | 1.0132 | 40.5377 | 42.4932
241.384 | 955.727 | 16.6495 | 0.6 | 0.55196 | 6.0463 | 40.433 | 1.0132 | 40.2545 | 42.3207
247.409 | 855.624 | 16.5837 | 0.6 | 0.48351 | 6.0082 | 40.1108 | 1.0132 | 39.9343 | 42.1325
253.734 | 750.951 | 16.5116 | 0.6 | 0.41203 | 5.9664 | 39.7428 | 1.0132 | 39.5685 | 41.9255
260.376 | 641.551 | 16.4317 | 0.6 | 0.33745 | 5.9198 | 39.3168 | 1.0132 | 39.145 | 41.695
267.35 | 527.271 | 16.3416 | 0.6 | 0.2597 | 5.8672 | 38.8146 | 1.0132 | 38.6456 | 41.4345
274.672 | 407.984 | 16.2379 | 0.6 | 0.17876 | 5.8064 | 38.2073 | 1.0132 | 38.0416 | 41.1331
282.361 | 283.6 | 16.1147 | 0.6 | 0.094668 | 5.7337 | 37.4482 | 1.0132 | 37.2863 | 40.7738
290.434 | 154.106 | 15.9613 | 0.6 | 0.0075821 | 5.6429 | 36.4489 | 1.0132 | 36.2917 | 40.3242
291.053 | 144.226 | 15.9481 | 0.6 | 0.00096333 | 5.6351 | 36.3606 | 1.0132 | 36.2038 | 40.2856
Scenario (Time varying leak) : MA_EOBN
RUBY_FRA_Rev.B_v05_shk\ProcessArea\023-02-02-L\023-02-02-L_MA\MA_EOBN
MA_EOBN
Weather: 6.6/D
| Mass calculation |  |  | Tank or stagnation data |  |  | Orifice or pipe exit data (before atmospheric expansion)
Time [s] | Mass remaining [kg] | Mass flow rate [kg/s] | Discharge coefficient | Liquid height [m] | Pressure [bar] | Temperature [degC] | Pressure [bar] | Temperature [degC] | Velocity [m/s]
0 | 1017.21 | 79.0346 | 0.6 | 1.3655 | 6.7133 | 44.2 | 1.0132 | 43.989 | 45.3557
123 | 1017.21 | 79.0346 | 0.6 | 1.3655 | 6.7133 | 44.2 | 1.0132 | 43.989 | 45.3557
123.105 | 1008.92 | 78.9727 | 0.6 | 1.3537 | 6.7047 | 44.1705 | 1.0132 | 43.9599 | 45.3181
123.215 | 1000.21 | 78.9081 | 0.6 | 1.3413 | 6.6957 | 44.1393 | 1.0132 | 43.9291 | 45.2788
123.331 | 991.081 | 78.8406 | 0.6 | 1.3283 | 6.6864 | 44.1063 | 1.0132 | 43.8965 | 45.2377
123.453 | 981.502 | 78.7702 | 0.6 | 1.3147 | 6.6766 | 44.0714 | 1.0132 | 43.8621 | 45.1948
123.58 | 971.454 | 78.6966 | 0.6 | 1.3004 | 6.6665 | 44.0345 | 1.0132 | 43.8257 | 45.15
123.714 | 960.912 | 78.6199 | 0.6 | 1.2854 | 6.6559 | 43.9954 | 1.0132 | 43.7871 | 45.1032
123.855 | 949.855 | 78.5397 | 0.6 | 1.2697 | 6.6448 | 43.954 | 1.0132 | 43.7462 | 45.0543
124.003 | 938.257 | 78.4562 | 0.6 | 1.2532 | 6.6333 | 43.9101 | 1.0132 | 43.7029 | 45.0033
124.158 | 926.093 | 78.3689 | 0.6 | 1.2359 | 6.6213 | 43.8636 | 1.0132 | 43.6569 | 44.9499
124.321 | 913.335 | 78.2779 | 0.6 | 1.2178 | 6.6088 | 43.8143 | 1.0132 | 43.6082 | 44.8942
124.492 | 899.955 | 78.183 | 0.6 | 1.1988 | 6.5958 | 43.7619 | 1.0132 | 43.5564 | 44.8361
124.671 | 885.923 | 78.0839 | 0.6 | 1.1789 | 6.5822 | 43.7063 | 1.0132 | 43.5014 | 44.7753
124.86 | 871.208 | 77.9805 | 0.6 | 1.158 | 6.5681 | 43.6471 | 1.0132 | 43.4429 | 44.7119
125.058 | 855.779 | 77.8726 | 0.6 | 1.1361 | 6.5534 | 43.5841 | 1.0132 | 43.3806 | 44.6456
125.266 | 839.602 | 77.76 | 0.6 | 1.1131 | 6.538 | 43.517 | 1.0132 | 43.3143 | 44.5764
125.484 | 822.641 | 77.6425 | 0.6 | 1.089 | 6.522 | 43.4454 | 1.0132 | 43.2435 | 44.504
125.713 | 804.859 | 77.5198 | 0.6 | 1.0638 | 6.5053 | 43.3691 | 1.0132 | 43.1679 | 44.4284
125.954 | 786.219 | 77.3917 | 0.6 | 1.0373 | 6.4879 | 43.2874 | 1.0132 | 43.0871 | 44.3492
126.207 | 766.679 | 77.2579 | 0.6 | 1.0096 | 6.4698 | 43.2001 | 1.0132 | 43.0006 | 44.2665
126.472 | 746.199 | 77.118 | 0.6 | 0.98058 | 6.4508 | 43.1064 | 1.0132 | 42.9079 | 44.1798
126.751 | 724.735 | 76.9717 | 0.6 | 0.95015 | 6.431 | 43.0059 | 1.0132 | 42.8084 | 44.0891
127.043 | 702.241 | 76.8186 | 0.6 | 0.91828 | 6.4104 | 42.8978 | 1.0132 | 42.7013 | 43.9939
127.35 | 678.671 | 76.6583 | 0.6 | 0.88488 | 6.3887 | 42.7814 | 1.0132 | 42.5859 | 43.8941
127.673 | 653.975 | 76.4902 | 0.6 | 0.84991 | 6.3661 | 42.6557 | 1.0132 | 42.4614 | 43.7892
128.011 | 628.103 | 76.3138 | 0.6 | 0.81329 | 6.3424 | 42.5198 | 1.0132 | 42.3266 | 43.6789
128.367 | 601.002 | 76.1284 | 0.6 | 0.77494 | 6.3175 | 42.3722 | 1.0132 | 42.1803 | 43.5627
128.74 | 572.617 | 75.9331 | 0.6 | 0.73479 | 6.2912 | 42.2117 | 1.0132 | 42.021 | 43.4401
129.132 | 542.891 | 75.7271 | 0.6 | 0.69277 | 6.2636 | 42.0364 | 1.0132 | 41.8471 | 43.3104
129.544 | 511.767 | 75.5091 | 0.6 | 0.6488 | 6.2344 | 41.8442 | 1.0132 | 41.6564 | 43.1727
129.976 | 479.184 | 75.2779 | 0.6 | 0.6028 | 6.2034 | 41.6327 | 1.0132 | 41.4465 | 43.0263
130.43 | 445.08 | 75.0313 | 0.6 | 0.55469 | 6.1704 | 41.3982 | 1.0132 | 41.2137 | 42.8697
130.906 | 409.392 | 74.7665 | 0.6 | 0.50438 | 6.1349 | 41.1359 | 1.0132 | 40.9533 | 42.701
131.407 | 372.057 | 74.4815 | 0.6 | 0.4518 | 6.0968 | 40.8416 | 1.0132 | 40.6609 | 42.5187
131.932 | 333.01 | 74.173 | 0.6 | 0.39687 | 6.0554 | 40.509 | 1.0132 | 40.3304 | 42.3208
132.484 | 292.189 | 73.8364 | 0.6 | 0.33953 | 6.0103 | 40.1291 | 1.0132 | 39.9529 | 42.1039
133.063 | 249.532 | 73.4598 | 0.6 | 0.2797 | 5.9597 | 39.6832 | 1.0132 | 39.5096 | 41.8604
133.671 | 204.986 | 73.0377 | 0.6 | 0.21735 | 5.9029 | 39.1578 | 1.0132 | 38.9872 | 41.5861
134.31 | 158.5 | 72.5503 | 0.6 | 0.15246 | 5.8372 | 38.5186 | 1.0132 | 38.3513 | 41.2681
134.98 | 110.048 | 71.9698 | 0.6 | 0.085069 | 5.7587 | 37.7138 | 1.0132 | 37.5506 | 40.8874
135.684 | 59.6301 | 71.2368 | 0.6 | 0.01532 | 5.6595 | 36.6356 | 1.0132 | 36.4776 | 40.4046
135.834 | 48.9918 | 71.0567 | 0.6 | 0.00067216 | 5.6351 | 36.361 | 1.0132 | 36.2042 | 40.2856
Scenario (Time varying leak) : MA_EXBN
RUBY_FRA_Rev.B_v05_shk\ProcessArea\023-02-02-L\023-02-02-L_MA\MA_EXBN
MA_EXBN
Weather: 6.6/D
| Mass calculation |  |  | Tank or stagnation data |  |  | Orifice or pipe exit data (before atmospheric expansion)
Time [s] | Mass remaining [kg] | Mass flow rate [kg/s] | Discharge coefficient | Liquid height [m] | Pressure [bar] | Temperature [degC] | Pressure [bar] | Temperature [degC] | Velocity [m/s]
0 | 1017.21 | 79.0346 | 0.6 | 1.3655 | 6.7133 | 44.2 | 1.0132 | 43.989 | 45.3557
123 | 1017.21 | 79.0346 | 0.6 | 1.3655 | 6.7133 | 44.2 | 1.0132 | 43.989 | 45.3557
123 | 2994.56 | 79.2864 | 0.6 | 1.957 | 6.7133 | 44.2 | 1.0132 | 43.9877 | 45.5001
123.105 | 2986.24 | 79.2646 | 0.6 | 1.9512 | 6.7103 | 44.19 | 1.0132 | 43.9778 | 45.4869
123.215 | 2977.5 | 79.2417 | 0.6 | 1.9451 | 6.7073 | 44.1794 | 1.0132 | 43.9674 | 45.473
123.331 | 2968.33 | 79.2178 | 0.6 | 1.9388 | 6.704 | 44.1683 | 1.0132 | 43.9564 | 45.4585
123.453 | 2958.7 | 79.1927 | 0.6 | 1.9321 | 6.7007 | 44.1566 | 1.0132 | 43.9448 | 45.4433
123.58 | 2948.6 | 79.1664 | 0.6 | 1.9251 | 6.6971 | 44.1442 | 1.0132 | 43.9327 | 45.4273
123.714 | 2937.99 | 79.1389 | 0.6 | 1.9178 | 6.6934 | 44.1313 | 1.0132 | 43.9199 | 45.4106
123.855 | 2926.86 | 79.11 | 0.6 | 1.9101 | 6.6896 | 44.1176 | 1.0132 | 43.9064 | 45.3931
124.003 | 2915.17 | 79.0798 | 0.6 | 1.902 | 6.6855 | 44.1032 | 1.0132 | 43.8922 | 45.3747
124.158 | 2902.9 | 79.0482 | 0.6 | 1.8935 | 6.6813 | 44.088 | 1.0132 | 43.8773 | 45.3554
124.321 | 2890.03 | 79.015 | 0.6 | 1.8846 | 6.6768 | 44.0721 | 1.0132 | 43.8615 | 45.3353
124.492 | 2876.52 | 78.9803 | 0.6 | 1.8753 | 6.6722 | 44.0553 | 1.0132 | 43.8449 | 45.3141
124.671 | 2862.34 | 78.9439 | 0.6 | 1.8654 | 6.6673 | 44.0375 | 1.0132 | 43.8274 | 45.292
124.86 | 2847.46 | 78.9058 | 0.6 | 1.8551 | 6.6622 | 44.0188 | 1.0132 | 43.809 | 45.2688
125.058 | 2831.84 | 78.8659 | 0.6 | 1.8443 | 6.6569 | 43.9991 | 1.0132 | 43.7895 | 45.2446
125.266 | 2815.45 | 78.8242 | 0.6 | 1.833 | 6.6513 | 43.9784 | 1.0132 | 43.769 | 45.2191
125.484 | 2798.24 | 78.7805 | 0.6 | 1.8211 | 6.6455 | 43.9564 | 1.0132 | 43.7474 | 45.1925
125.713 | 2780.19 | 78.7348 | 0.6 | 1.8086 | 6.6394 | 43.9333 | 1.0132 | 43.7245 | 45.1646
125.954 | 2761.25 | 78.6869 | 0.6 | 1.7955 | 6.633 | 43.9089 | 1.0132 | 43.7004 | 45.1354
126.207 | 2741.37 | 78.6368 | 0.6 | 1.7817 | 6.6264 | 43.8831 | 1.0132 | 43.675 | 45.1049
126.472 | 2720.51 | 78.5844 | 0.6 | 1.7673 | 6.6194 | 43.8559 | 1.0132 | 43.6481 | 45.0729
126.751 | 2698.63 | 78.5295 | 0.6 | 1.7522 | 6.6121 | 43.8272 | 1.0132 | 43.6197 | 45.0394
127.043 | 2675.66 | 78.4722 | 0.6 | 1.7363 | 6.6045 | 43.7968 | 1.0132 | 43.5897 | 45.0043
127.35 | 2651.57 | 78.4121 | 0.6 | 1.7196 | 6.5965 | 43.7647 | 1.0132 | 43.558 | 44.9676
127.673 | 2626.29 | 78.3493 | 0.6 | 1.7022 | 6.5882 | 43.7308 | 1.0132 | 43.5245 | 44.9292
128.011 | 2599.77 | 78.2837 | 0.6 | 1.6838 | 6.5795 | 43.6948 | 1.0132 | 43.489 | 44.889
128.367 | 2571.95 | 78.215 | 0.6 | 1.6646 | 6.5704 | 43.6568 | 1.0132 | 43.4514 | 44.8469
128.74 | 2542.76 | 78.1431 | 0.6 | 1.6444 | 6.5609 | 43.6165 | 1.0132 | 43.4116 | 44.8029
129.132 | 2512.14 | 78.0679 | 0.6 | 1.6232 | 6.551 | 43.5738 | 1.0132 | 43.3694 | 44.7568
129.544 | 2480.02 | 77.9893 | 0.6 | 1.601 | 6.5407 | 43.5286 | 1.0132 | 43.3246 | 44.7086
129.976 | 2446.34 | 77.9071 | 0.6 | 1.5777 | 6.5298 | 43.4806 | 1.0132 | 43.2771 | 44.6581
130.43 | 2411 | 77.8211 | 0.6 | 1.5533 | 6.5185 | 43.4296 | 1.0132 | 43.2267 | 44.6052
130.906 | 2373.94 | 77.7312 | 0.6 | 1.5277 | 6.5067 | 43.3754 | 1.0132 | 43.1732 | 44.5499
131.407 | 2335.07 | 77.6371 | 0.6 | 1.5009 | 6.4944 | 43.3179 | 1.0132 | 43.1162 | 44.4919
131.932 | 2294.31 | 77.5387 | 0.6 | 1.4727 | 6.4815 | 43.2566 | 1.0132 | 43.0556 | 44.4312
132.484 | 2251.57 | 77.4357 | 0.6 | 1.4432 | 6.468 | 43.1913 | 1.0132 | 42.991 | 44.3677
133.063 | 2206.75 | 77.3279 | 0.6 | 1.4123 | 6.4539 | 43.1218 | 1.0132 | 42.9222 | 44.3011
133.671 | 2159.76 | 77.2151 | 0.6 | 1.3799 | 6.4392 | 43.0476 | 1.0132 | 42.8487 | 44.2313
134.31 | 2110.5 | 77.0969 | 0.6 | 1.3459 | 6.4238 | 42.9683 | 1.0132 | 42.7702 | 44.1581
134.98 | 2058.85 | 76.9731 | 0.6 | 1.3102 | 6.4077 | 42.8835 | 1.0132 | 42.6862 | 44.0814
135.684 | 2004.71 | 76.8434 | 0.6 | 1.2729 | 6.3908 | 42.7926 | 1.0132 | 42.5962 | 44.0008
136.423 | 1947.96 | 76.7074 | 0.6 | 1.2338 | 6.3732 | 42.6951 | 1.0132 | 42.4996 | 43.9162
137.199 | 1888.48 | 76.5646 | 0.6 | 1.1928 | 6.3546 | 42.5904 | 1.0132 | 42.3958 | 43.8273
138.014 | 1826.14 | 76.4147 | 0.6 | 1.1498 | 6.3352 | 42.4776 | 1.0132 | 42.284 | 43.7337
138.87 | 1760.82 | 76.257 | 0.6 | 1.1048 | 6.3148 | 42.3559 | 1.0132 | 42.1633 | 43.6352
139.769 | 1692.38 | 76.091 | 0.6 | 1.0577 | 6.2933 | 42.2243 | 1.0132 | 42.0328 | 43.5312
140.712 | 1620.68 | 75.9161 | 0.6 | 1.0083 | 6.2707 | 42.0816 | 1.0132 | 41.8913 | 43.4215
141.703 | 1545.57 | 75.7315 | 0.6 | 0.95667 | 6.2468 | 41.9265 | 1.0132 | 41.7375 | 43.3054
142.743 | 1466.9 | 75.5361 | 0.6 | 0.90258 | 6.2216 | 41.7573 | 1.0132 | 41.5696 | 43.1823
143.835 | 1384.52 | 75.3288 | 0.6 | 0.84597 | 6.1948 | 41.5719 | 1.0132 | 41.3856 | 43.0513
144.982 | 1298.27 | 75.1083 | 0.6 | 0.78674 | 6.1663 | 41.368 | 1.0132 | 41.1832 | 42.9117
146.186 | 1207.98 | 74.8728 | 0.6 | 0.72478 | 6.1358 | 41.1425 | 1.0132 | 40.9593 | 42.7621
147.45 | 1113.48 | 74.6205 | 0.6 | 0.65998 | 6.1032 | 40.8918 | 1.0132 | 40.7103 | 42.6014
148.777 | 1014.6 | 74.3484 | 0.6 | 0.59225 | 6.0679 | 40.611 | 1.0132 | 40.4314 | 42.4276
150.171 | 911.178 | 74.0531 | 0.6 | 0.52148 | 6.0296 | 40.2935 | 1.0132 | 40.1159 | 42.2382
151.635 | 803.033 | 73.7299 | 0.6 | 0.44758 | 5.9876 | 39.9313 | 1.0132 | 39.7559 | 42.0304
153.172 | 690.004 | 73.3727 | 0.6 | 0.37047 | 5.9409 | 39.5126 | 1.0132 | 39.3398 | 41.7997
154.785 | 571.934 | 72.9716 | 0.6 | 0.29007 | 5.8884 | 39.0201 | 1.0132 | 38.8501 | 41.5397
156.479 | 448.687 | 72.5122 | 0.6 | 0.20635 | 5.8281 | 38.4273 | 1.0132 | 38.2604 | 41.2406
158.258 | 320.164 | 71.9696 | 0.6 | 0.11935 | 5.7564 | 37.6889 | 1.0132 | 37.5258 | 40.8858
160.126 | 186.336 | 71.3041 | 0.6 | 0.029202 | 5.6681 | 36.7311 | 1.0132 | 36.5726 | 40.4486
160.718 | 144.228 | 71.057 | 0.6 | 0.00096334 | 5.6351 | 36.3614 | 1.0132 | 36.2046 | 40.2859